## Sheet
PrefLabel | AltLabels | Domain | TermType | Definition | ScopeNote | Source | Examples | Parents | TermIRI
1-D extent | 1-D size |  |  | A size quality inhering in an bearer by virtue of the bearer's extension in one dimension. [PATO] |  |  |  | size (quality) | http://purl.obolibrary.org/obo/PATO_0001708
1-tuple |  |  | result | A 1-tuple is a tuple that is a singleton. [Wikipedia] |  |  |  | tuple | http://purl.allotrope.org/ontologies/result#AFR_0001055
2-D extent | 2-D size |  |  | A 2-D extend is a size quality inhering in an bearer by virtue of the bearer's extension in two dimensions. [PATO] |  |  |  | size (quality) | http://purl.obolibrary.org/obo/PATO_0001709
2-tuple |  |  | result | A 2-tuple is a tuple that is an ordered pair. [Wikipedia] |  |  |  | tuple | http://purl.allotrope.org/ontologies/result#AFR_0001056
2D-data point |  |  | result | A 2D-data point is a data point in 2-dimensional space. [Allotrope] |  |  |  |  | http://purl.allotrope.org/ontologies/result#AFR_0001187
3-D extent | 3D size |  |  | A size quality inhering in an bearer by virtue of the bearer's extension in three dimensions. [PATO] |  |  |  | size (quality) | http://purl.obolibrary.org/obo/PATO_0001710
3-tuple |  |  | result | A 3-tuple is a tuple that is a triple or triplet. [Wikipedia] |  |  |  | tuple | http://purl.allotrope.org/ontologies/result#AFR_0001057
3D-data point |  |  | result | A 3D-data point is a data point in 3-dimensional space. [Allotrope] |  |  |  |  | http://purl.allotrope.org/ontologies/result#AFR_0001188
ADF converter |  |  | result | An ADF converter is a software used to convert data into the Allotrope Data Format. [Allotrope] |  |  |  | data format conversion software | http://purl.allotrope.org/ontologies/result#AFR_0002796
ADF converter method identifier |  |  | result | An ADF converter method identifier is an identifier identifying the method used by an ADF converter to convert a dataset into the Allotrope Data Format. [Allotrope] |  |  |  | method identifier | http://purl.allotrope.org/ontologies/result#AFR_0002420
ADF converter name |  |  | result | An ADF converter name is a written name of some software used to convert data into the Allotrope Data Format. [Allotrope] |  |  |  | software name | http://purl.allotrope.org/ontologies/result#AFR_0002419
ADF converter version |  |  | result | An ADF converter version is a software version specifying the version of an ADF converter used to convert a dataset into the Allotrope Data Format. [Allotrope] |  |  |  |  | http://purl.allotrope.org/ontologies/result#AFR_0002421
ASM conversion document |  |  | result | An ASM conversion document is a data processing document that encompasses the information associated with an ASM conversion process. [Allotrope] |  |  |  | data processing document | http://purl.allotrope.org/ontologies/result#AFR_0002917
ASM converter |  |  | result | An ASM converter is a software used to convert data into the Allotrope Simple Model format. [Allotrope] |  |  |  | data format conversion software | http://purl.allotrope.org/ontologies/result#AFR_0002795
ASM converter method identifier |  |  | result | An ASM converter method identifier is an identifier identifying the method used by an ASM converter to convert data into the Allotrope Simple Model format. [Allotrope] |  |  |  | method identifier | http://purl.allotrope.org/ontologies/result#AFR_0002751
ASM converter name |  |  | result | An ASM converter name is a written name of some software used to convert data into the Allotrope Simple Model format. [Allotrope] |  |  |  | software name | http://purl.allotrope.org/ontologies/result#AFR_0002748
ASM converter version |  |  | result | An ASM converter version is a software version specifying the version of an ASM converter used to convert data into the Allotrope Simple Model format. [Allotrope] |  |  |  |  | http://purl.allotrope.org/ontologies/result#AFR_0002749
Auger spectrum |  |  | result | A plot of intensity vs. kinetic energy obtained when a high energy photon ionizes a core electron and an electron from a higher energy level descends to take its place, releasing sufficient energy to eject a second so-called 'Auger' electron. [CHMO] |  |  |  | data distribution function | http://purl.allotrope.org/ontologies/result#AFR_0000001
BET C constant |  |  | result | A BET C constant is a calculated constant from a BET analysis equal to Exp(E1−EL) where E1 is heat of adsorption for the first layer and EL is the heat of vaporization for layers beyond the first layer. [Allotrope] |  |  |  |  | http://purl.allotrope.org/ontologies/result#AFR_0002122
BET analysis |  |  | process | A BET analysis is a measuring process for calculating surface area based on the Brunauer–Emmett–Teller (BET) theory of multiple adsorption layers. [Allotrope] |  |  |  |  | http://purl.allotrope.org/ontologies/process#AFP_0003761
BET plot | Brunauer–Emmett–Teller plot |  | result | A BET plot is a data distribution function of an adsorption isotherm with 1/v[(p0/p)-1] on the y-axis and p/p0 on the x-axis, where p is equilibrium pressure and p0 saturation pressure of adsorbates at the temperature of adsorption, and v is the adsorbed gas quantity. [Wikipedia] |  | https://en.wikipedia.org/wiki/BET_theory |  |  | http://purl.allotrope.org/ontologies/result#AFR_0002286
BET plot data cube | Brunauer–Emmett–Teller plot data cube |  | result | A BET plot data cube is a data cube that represents a BET plot. [Allotrope] |  |  |  |  | http://purl.allotrope.org/ontologies/result#AFR_0002287
BET point document |  |  | result | A BET point document is a document that encompasses the information associated with a single BET measurement point. [Allotrope] |  |  |  |  | http://purl.allotrope.org/ontologies/result#AFR_0002116
Cartesian coordinate |  |  | result | A Cartesian coordinate is a coordinate in a Cartesian coordinate system, that specifies each point uniquely in an n-dimensional Euclidean space . These coordinates are equal, up to sign, to distances from the point to n mutually perpendicular hyperplanes. [Allotrope, Wikipedia] |  |  |  |  | http://purl.allotrope.org/ontologies/result#AFR_0002486
Cartesian coordinate role | Cartesian coordinate |  | role | A Cartesian coordinate role is a coordinate role of a scalar in a Cartesian coordinate system, that specifies each point uniquely in an n-dimensional Euclidean space . These coordinates are equal, up to sign, to distances from the point to n mutually perpendicular hyperplanes. [Allotrope, Wikipedia] |  | https://en.wikipedia.org/wiki/Cartesian_coordinate_system |  | coordinate role | http://purl.allotrope.org/ontologies/role#AFRL_0000281
FTIR profile | FTIR profile result |  | result | An FTIR profile is a profile that quantifies the absorbance by or transmittance through a material entity over time and by frequency in the infrared range. [Allotrope] |  |  |  |  | http://purl.allotrope.org/ontologies/result#AFR_0002357
Fourier transform Raman spectroscopy | FT Raman spectrometry; Fourier-transform Raman spectroscopy; Fourier-transform Raman spectrometry; FT Raman spectroscopy; FT-Raman; Fourier transform Raman spectrometry |  | process | Fourier transform Raman spectroscopy is a type of vibrational spectroscopy where the Raman scattering of light by a sample is detected and the spectrum is subject to a Fourier transform. [CHMO] |  |  |  | Raman spectroscopy | http://purl.allotrope.org/ontologies/process#AFP_0001062
Fourier transform Raman spectroscopy | FT-Raman; Fourier transform Raman spectrometry |  | process | A type of vibrational spectroscopy where the Raman scattering of light by a sample is detected and the spectrum is subject to a Fourier transform. [CHMO] |  |  |  |  | http://purl.allotrope.org/ontologies/process#AFP_0001062
Fourier transform infrared absorption spectroscopy | FT-IR; Fourier transform infra-red spectrometry; FT-IR spectroscopy; Fourier transform infra-red absorption spectroscopy; Fourier transform infrared spectroscopy; Fourier transform infrared (FT-IR) spectroscopy; FTIR; Fourier transform infrared spectrometry; Fourier transform infrared (FT-IR); FTIR spectrometry; Fourier-transform infrared (FTIR) absorption spectroscopy; FTIR spectroscopy |  | process | Fourier transform infrared spectroscopy is a type of vibrational spectroscopy where the sample absorbs radiation from the infrared region (0.78-1000 µm) and the spectrum obtained is subject to a Fourier transform. [CHMO] |  |  |  | infrared absorption spectroscopy | http://purl.allotrope.org/ontologies/process#AFP_0001787
Fourier transform infrared document | Fourier transform infrared result; FTIR document; FTIR result |  | result | A FTIR document is a document that encompasses the information associated with a Fourier Transform Infrared Spectroscopic run. [Allotrope] |  |  |  |  | http://purl.allotrope.org/ontologies/result#AFR_0002070
Fourier transform near infrared absorption spectrometry | Fourier transform near infrared absorption spectroscopy; FTNIRS; Fourier transform near infra-red absorption spectrometry; Fourier transform near infra-red spectroscopy; FT NIRS; Fourier transform near infra-red absorbance spectrometry; Fourier transform near infrared absorbance spectrometry; Fourier transform near infrared absorbance spectroscopy; Fourier transform near infra-red spectrometry; FT-NIRS |  | process | A type of spectroscopy where the sample absorbs a single pulse of radiation from the near infrared region (0.8-2 µm) and the spectrum obtained is subject to a Fourier transform. [CHMO] |  |  |  | near infrared absorption spectroscopy | http://purl.allotrope.org/ontologies/process#AFP_0001657
Fourier transformation | fourier transformation |  | process | The Fourier transformation decomposes a function of time (e.g. a signal) into the frequencies that make it up. [Wikipedia] |  |  |  | calculation | http://purl.allotrope.org/ontologies/process#AFP_0001756
GC system |  |  | equipment | A GC system is a device system that has a gas chromatograph component. [Allotrope] |  |  |  |  | http://purl.allotrope.org/ontologies/equipment#AFE_0002195
InChI molecular structure |  |  | result | An InChI molecular structure is a molecular structure specified in IUPAC International Chemical Identifier (InChI) line notation. [edamontology.org] |  | http://edamontology.org/ |  |  | http://purl.allotrope.org/ontologies/result#AFR_0002296
InChIKey molecular structure |  |  | result | An InChIKey molecular structure is a molecular structure specified as an InChIKey (hashed InChI), which is a fixed length (25 character) condensed digital representation of an InChI chemical structure specification. It uniquely identifies a chemical compound. An InChIKey identifier is not human- nor machine-readable but is more suitable for web searches than an InChI chemical structure specification. [edamontology.org] |  | http://edamontology.org/ |  |  | http://purl.allotrope.org/ontologies/result#AFR_0002297
Karl-Fischer coulometer | Karl Fischer coulometric titrator; Karl Fischer coulometer |  | equipment | A Karl-Fischer coulometer is a piece of apparatus, consisting of an electrolytic cell with an anodic compartment containing sulfur dioxide (SO2), iodide and a cathodic compartment containing the sample, which is used to determine trace amounts of water in a sample by measuring the time and current flow required to reach the titration end-point. [CHMO] |  |  |  |  | http://purl.allotrope.org/ontologies/equipment#AFE_0000107
Karl-Fischer coulometric titration | Karl-Fischer coulometry; coulometric Karl Fischer titration; Karl Fischer coulometry; coulometric Karl-Fischer titration; Karl Fischer coulometric titration |  | process | Karl-Fischer coulometric titration is a process of determining trace amounts of water in a sample by the titration of sulfur dioxide in water using iodine. In this method the I2 is generated electrochemically from I- and titrated with sulfur dioxide. [CHMO] |  |  |  | coulometric titration; Karl-Fischer titration | http://purl.allotrope.org/ontologies/process#AFP_0001001
Karl-Fischer titrant solution | Karl Fischer titration solution; Karl-Fischer titration solution; Karl Fischer titrant solution |  | material | A Karl-Fischer titration solution is a titrant solution used in a Karl-Fischer titration. [Allotrope] |  |  |  | titrant solution | http://purl.allotrope.org/ontologies/material#AFM_0001107
Karl-Fischer titration | Karl Fischer titration |  | process | Karl-Fischer titration is a process of determining trace amounts of water in a sample by the titration of sulfur dioxide in water using iodine. [CHMO] |  |  |  |  | http://purl.allotrope.org/ontologies/process#AFP_0000441
Karl-Fischer titration curve | Karl Fischer titration curve |  | result | A Karl-Fischer titration curve is a titration curve of mass of water over time. [Allotrope] |  |  |  |  | http://purl.allotrope.org/ontologies/result#AFR_0000023
Karl-Fischer titration result | Karl Fischer titration result |  | result | A Karl-Fischer titration result is the result of a Karl-Fischer titration run. [Allotrope] |  |  |  |  | http://purl.allotrope.org/ontologies/result#AFR_0000468
Karl-Fischer titrator | Karl Fischer titrator |  | equipment | A Karl-Fischer titrator is a titrator designed for Karl-Fischer titrations. [Allotrope] |  |  |  |  | http://purl.allotrope.org/ontologies/equipment#AFE_0002220
Karl-Fischer volumetric titration | volumetric Karl-Fischer titration; Karl Fischer volumetric titration; volumetric Karl Fischer titration |  | process | Karl-Fischer volumetric titration is a process of determining trace amounts of water in a sample by the titration of sulfur dioxide in water using iodine. In this method the titrant is added directly to the sample using a burette. [CHMO] |  |  |  | volumetric titration; Karl-Fischer titration | http://purl.allotrope.org/ontologies/process#AFP_0000119
LC system | liquid chromatography system |  | equipment | A LC system is a device system that has a liquid chromatograph component. [Allotrope] |  |  |  |  | http://purl.allotrope.org/ontologies/equipment#AFE_0002197
LC-MS reaction monitoring data processing | LC/MS reaction monitoring data processing |  | process | LC-MS reaction monitoring data processing is a data processing for analyzing samples using MRM technologies. [Allotrope] |  |  |  |  | http://purl.allotrope.org/ontologies/process#AFP_0003713
LC-UV system |  |  | equipment | A LC-UV system is a device system that has a liquid chromatograph and an ultra-violet detector component. [Allotrope] |  |  |  |  | http://purl.allotrope.org/ontologies/equipment#AFE_0002144
LC-UV system method | instrument method |  | result | A plan specification that specifies an LC-UV system process. [Allotrope] |  |  |  |  | http://purl.allotrope.org/ontologies/result#AFR_0001653
LC-UV system process |  |  | process | A process that is executed by an LC-UV system. [Allotrope] |  |  |  |  | http://purl.allotrope.org/ontologies/process#AFP_0003679
Molfile molecular structure |  |  | result | A Molfile molecular structure is a molecular structure specified as an MDL Molfile. [edamontology.org] |  | http://edamontology.org/ |  |  | http://purl.allotrope.org/ontologies/result#AFR_0002308
Mossbauer spectrum | Mossbauer spectra; Mössbauer spectrum; Mössbauer spectra; Moessbauer spectrum; Moessbauer spectra |  | result | A plot of intensity vs. velocity obtained by measuring the intensity and kinetic energy of a beam of gamma-rays transmitted through a solid sample. [CHMO] |  |  |  | data distribution function | http://purl.allotrope.org/ontologies/result#AFR_0000496
NMR multiplet |  |  | result | An NMR multiplet is a peak group in a NMR spectrum, all of which are associated with a single nuclei but for which the signal has been split due to interactions with neighboring nuclei. [Allotrope] |  |  |  |  | http://purl.allotrope.org/ontologies/result#AFR_0002372
OpenID identifier | OpenID; OpenID id |  | result | OpenID is an identifier following the OpenID specification. [Allotrope] |  |  |  | online account identifier | http://purl.allotrope.org/ontologies/result#AFR_0001485
PCR aggregate document |  |  | result | A PCR aggregate document is a document that aggregates PCR documents. [Allotrope] |  |  |  |  | http://purl.allotrope.org/ontologies/result#AFR_0002925
PCR detection chemistry |  |  | result | A PCR detection chemistry is a classification datum that classifies a PCR detection based on the fluorescent agent used and the specificity of detection. [Allotrope] |  |  |  |  | http://purl.allotrope.org/ontologies/result#AFR_0002233
PCR document |  |  | result | A PCR document is a document that encompasses the information associated with some PCR experiment. [Allotrope] |  |  |  |  | http://purl.allotrope.org/ontologies/result#AFR_0002926
PCR experiment |  |  | process | A PCR experiment is an experiment that uses PCR to achieve its goals. [Allotrope] |  |  |  |  | http://purl.allotrope.org/ontologies/process#AFP_0003842
PCR reaction block | block; reaction block; qPCR block; PCR block; qPCR reaction block |  | equipment | A PCR reaction block is a container for samples used in PCR instruments. [Allotrope] |  |  |  |  | http://purl.allotrope.org/ontologies/equipment#AFE_0002243
PCR result |  |  | result | A PCR result is an assay result that is output of a PCR experiment. [Allotrope] |  |  |  |  | http://purl.allotrope.org/ontologies/result#AFR_0002279
PCR role | polymerase chain reaction role |  | role | A PCR role is a role of a material used in a PCR experiment. [Allotrope] |  |  |  |  | http://purl.allotrope.org/ontologies/role#AFRL_0000535
PCR setting |  |  | result | A PCR setting is a setting for a PCR experiment. [Allotrope] |  |  |  |  | http://purl.allotrope.org/ontologies/result#AFR_0002278
POSIX path | Portable Operating System Interface path |  | result | A POSIX path is a file path for a file location that is specified by the POSIX standard. [Allotrope] |  | https://en.wikipedia.org/wiki/POSIX |  | file path | http://purl.allotrope.org/ontologies/result#AFR_0001928
POSIX standard | POSIX; Portable Operating System Interface |  | result | POSIX is a family of standards specified by the IEEE Computer Society for maintaining compatibility between operating systems. [Wikipedia] |  | https://en.wikipedia.org/wiki/POSIX |  | standard | http://purl.allotrope.org/ontologies/result#AFR_0001929
Paul ion trap | quadrupole ion trap; quadrupole ion storage trap; QIT; QUISTOR |  | equipment | Ion trapping device that depends on the application of radio frequency potentials between a ring electrode and two end-cap electrodes to confine the ion motion to a cyclic path described by an appropriate form of the Mathieu equation. The choice of these potentials determines the m/z value below which ions are not trapped. [IUPAC] |  | K. K. Murray, R. K. Boyd, M. N. Eberlin, G. J. Langley, L. Li and Y. Naito, Pure Appl. Chem., 2013, 85, 1515-1609 |  | ion trap | http://purl.allotrope.org/ontologies/equipment#AFE_0000541
Raman document | Raman result |  | result | A Raman document is a document that encompasses the information associated with a Raman spectroscopic run. [Allotrope] |  |  |  |  | http://purl.allotrope.org/ontologies/result#AFR_0002071
Raman intensity | intensity |  | result | Raman intensity is the intensity of a Raman signal. [Allotrope] |  | PAC, 1981, 53, (Presentation of raman spectra in data collections (Recommendations 1981)) |  |  | http://purl.allotrope.org/ontologies/result#AFR_0001589
Raman interferogram |  |  | result | A Raman interferogram is an interferogram produced by FT Raman spectroscopy. [Allotrope] |  |  |  | interferogram | http://purl.allotrope.org/ontologies/result#AFR_0001600
Raman interferogram data cube |  |  | result | Raman interferogram data cube is a data cube that is a representation of an Raman interferogram. [Allotrope] |  |  |  |  | http://purl.allotrope.org/ontologies/result#AFR_0001598
Raman interferogram intensity | interferogram intensity; intensity |  | result | Raman interferogram intensity is the intensity of the Raman interferogram signal. [Allotrope] |  | PAC, 1981, 53, (Presentation of raman spectra in data collections (Recommendations 1981)) |  |  | http://purl.allotrope.org/ontologies/result#AFR_0001590
Raman interferogram time | interferogram time; time |  | result | Raman interferogram time is time used as abscissa of an Raman interferogram. [Allotrope] |  |  |  |  | http://purl.allotrope.org/ontologies/result#AFR_0001601
Raman profile | Raman profile result |  | result | A Raman profile is a profile that quantifies the intensity of Raman scattering vs. Raman shift (cm-1) over time. [Allotrope] |  |  |  |  | http://purl.allotrope.org/ontologies/result#AFR_0002359
Raman spectrometer |  |  | equipment | A Raman spectrometer is a piece of apparatus that allows for the measurement of Raman spectra. It consists of a laser and a detector. [Allotrope] |  |  |  | measurement device | http://purl.allotrope.org/ontologies/equipment#AFE_0000551
Raman spectrometer configuration | Raman spectrometer setting |  | quality | Raman spectrometer configuration is a device configuration of a Raman spectrometer. [Allotrope] |  |  |  |  | http://purl.allotrope.org/ontologies/quality#AFQ_0000236
Raman spectrometer setting |  |  | result | A Raman spectrometer setting is a setting for a Raman spectrometer or its components. [Allotrope] |  |  |  |  | http://purl.allotrope.org/ontologies/result#AFR_0001593
Raman spectroscopy | Raman scattering spectroscopy; Raman scattering spectrometry; laser Raman spectroscopy; Raman spectrometry |  | process | Any type of vibrational spectroscopy where the Raman scattering of monochromatic light, usually from a laser in the visible, near infrared, or near ultraviolet range by a sample is detected. [CHMO] |  |  |  | scattering spectroscopy | http://purl.allotrope.org/ontologies/process#AFP_0000047
Raman spectroscopy parameter | Raman parameter |  | result | A Raman spectroscopy parameter is a parameter that controls a Raman spectroscopy. [Allotrope] |  |  |  |  | http://purl.allotrope.org/ontologies/result#AFR_0001675
Raman spectroscopy result | Raman result |  | result | A Raman spectroscopy result is the result of a Raman spectroscopy. [Allotrope] |  |  |  | spectroscopy result | http://purl.allotrope.org/ontologies/result#AFR_0002104
Raman spectrum | Raman spectra |  | result | A plot of intensity vs. Raman shift (cm-1) obtained by measuring the Raman scattering of monochromatic light from a sample. [CHMO] |  |  |  | data distribution function | http://purl.allotrope.org/ontologies/result#AFR_0000519
Raman spectrum data cube |  |  | result | Raman spectrum data cube is a data cube that is a representation of an Raman spectrum. [Allotrope] |  |  |  |  | http://purl.allotrope.org/ontologies/result#AFR_0001597
Raman wavenumber shift |  |  | result | Raman shift is the difference in wavenumbers between the observed Raman radiation and that of the excitation source. [Allotrope] |  | PAC, 1981, 53, (Presentation of raman spectra in data collections (Recommendations 1981)) |  |  | http://purl.allotrope.org/ontologies/result#AFR_0001591
Raman wavenumber shift |  |  | result | Raman shift is the difference in wavenumbers between the observed Raman radiation and that of the excitation source. [Allotrope] |  | https://en.wikipedia.org/wiki/Raman_spectroscopy |  |  | http://purl.allotrope.org/ontologies/result#AFR_0001591
SFC system | supercritical-fluid chromatography system |  | equipment | A SFC system is a device system that has a supercritical fluid chromatograph component. [Allotrope] |  |  |  |  | http://purl.allotrope.org/ontologies/equipment#AFE_0002223
SIM spectrum | selected ion monitoring spectrum; multiple ion monitoring spectrum; MIM spectrum |  | result | Spectrum obtained with the operation of a mass spectrometer in which the abundances of one ion or several ions of specific m/z values are recorded rather than the entire mass spectrum (Selected Ion Monitoring). [PSI/MS] |  |  |  |  | http://purl.allotrope.org/ontologies/result#AFR_0000386
SMILES molecular structure |  |  | result | A SMILES molecular structure is a molecular structure specified in Simplified Molecular Input Line Entry System (SMILES) line notation. [edamontology.org] |  | http://edamontology.org/ |  |  | http://purl.allotrope.org/ontologies/result#AFR_0002295
Skype identifier | Skype ID; Skype id |  | result | A Skype ID is an online account on the Skype system. [Allotrope] |  |  |  |  | http://purl.allotrope.org/ontologies/result#AFR_0001481
Tauc plot |  |  | result | A plot of e vs hv where e is the molar extinction coefficient, that is used to determine the optical gap (or 'Tauc gap') in amorphous thin film materials. [CHMO] |  |  |  | data distribution function | http://purl.allotrope.org/ontologies/result#AFR_0000373
UNC path | universal naming convention path; uniform naming convention path |  | result | An UNC path is a file path for a file location in a network that is specified by the universal naming convention. [Allotrope] |  |  | \\\\ComputerName\\SharedFolder\\Resource | file path | http://purl.allotrope.org/ontologies/result#AFR_0001906
URL |  |  | result | A Uniform Resource Locator (URL), colloquially termed a web address, is a reference to a web resource that specifies its location on a computer network and a mechanism for retrieving it. [Wikipedia] |  |  |  | communication facet | http://purl.allotrope.org/ontologies/result#AFR_0001068
UV lamp |  |  | equipment | A UV lamp is a light source with an ultraviolet wavelength range of 190 to 380 nm. [Allotrope] |  |  |  |  | http://purl.allotrope.org/ontologies/equipment#AFE_0001755
X-ray radiation | X-ray |  | material | A form of electromagnetic radiation with a wavelength ranging from 0.01 to 10 nanometers. [Wikipedia] |  | https://en.wikipedia.org/wiki/X-ray |  | electromagnetic energy | http://purl.allotrope.org/ontologies/material#AFM_0001054
X-ray spectrum | X-ray spectra |  | result | A plot of intensity vs. energy obtained by measuring the number and energy of X-rays absorbed or emitted by a sample. [CHMO] |  |  |  | data distribution function | http://purl.allotrope.org/ontologies/result#AFR_0000341
Young modulus | Young's modulus; modulus of elasticity; Youngs modulus |  | result | A Young modulus is a quality quantification facet quantifying the ratio of tensile stress to tensile strain of a material. [Allotrope] |  |  |  |  | http://purl.allotrope.org/ontologies/result#AFR_0002583
Young modulus (quality) | Young's modulus; Young's modulus (quality); modulus of elasticity; modulus of elasticity (quality); Youngs modulus; Youngs modulus (quality); Young modulus |  | quality | A Young modulus is the ratio of tensile stress to tensile strain of a material. [Allotrope] |  |  |  | ratio | http://purl.allotrope.org/ontologies/quality#AFQ_0000341
abort command | abort |  | result | An abort command is a process command that orders the procedural element to execute an aborting logic. [Allotrope] |  |  |  | process command | http://purl.allotrope.org/ontologies/result#AFR_0001629
aborted state | aborted; is aborted |  | process | An aborted state is a state during which a planned process has run to completion in an abnormal way and the device or service is waiting for a reset that cause the state to change to an idle state. [Allotrope] |  |  |  | process state | http://purl.allotrope.org/ontologies/process#AFP_0003670
above gap foam row count |  |  | result | An above gap foam row count is a count of the number of rows of pixels in a raster image where foam is detected above an air gap. [Allotrope] |  |  |  |  | http://purl.allotrope.org/ontologies/result#AFR_0002679
above of (quality) | above; above of |  | quality | Above of is a vertical position if the bottom of the bearer's spatial extend along the vertical dimension is higher then then the top of the other. [Allotrope] |  |  |  | vertical position (quality) | http://purl.allotrope.org/ontologies/quality#AFQ_0000334
abraded material role |  |  | role | An abraded material is an abrading role of a material whose surface is being abraded in an abrading process. [Allotrope] |  |  |  | abrading role | http://purl.allotrope.org/ontologies/role#AFRL_0000559
abrading |  |  | process | Abrading is a material process of scuffing, scratching, wearing down, marring, or rubbing away. [Wikipedia] |  |  |  | material process | http://purl.allotrope.org/ontologies/process#AFP_0003830
abrading material description |  |  | result | An abrading material description is a description of the material with the role of abrading material. [Allotrope] |  |  |  |  | http://purl.allotrope.org/ontologies/result#AFR_0002711
abrading material role |  |  | role | An abrading material role is an abrading role of a material whose surface is being applied to another material to cause abrasion. [Allotrope] |  |  |  | abrading role | http://purl.allotrope.org/ontologies/role#AFRL_0000558
abrading role |  |  | role | An abrading role is a role of an entity that is realized in an abrading process. [Allotrope] |  |  |  |  | http://purl.allotrope.org/ontologies/role#AFRL_0000560
abrading source role | abrading agent; abrading source; abrading agent role |  | role | An abrading source role is an abrading role of a device or human that abrades material using abrading material. [Allotrope] |  |  |  | abrading role; agent role | http://purl.allotrope.org/ontologies/role#AFRL_0000561
abrasion cycle count |  |  | result | An abrasion cycle count is a count of the number of abrasion cycles in an abrasion process. [Allotrope] |  |  |  | cycle count | http://purl.allotrope.org/ontologies/result#AFR_0002713
abrasion source description |  |  | result | An abrasion source description is a description of the device or manual agent of abrasion in an abrasion process. [Allotrope] |  |  |  |  | http://purl.allotrope.org/ontologies/result#AFR_0002709
abrasion weight |  |  | result | An abrasion weight is a mass facet that quantifies the mass of the component used to apply abrasion to a sample. [Allotrope] |  |  |  |  | http://purl.allotrope.org/ontologies/result#AFR_0002714
absolute intensity | absolute intensity (datum); absolute signal intensity |  | result | Absolute intensity (datum) is a quantity facet that quantifies the absolute magnitude of a signal. [Allotrope] |  |  |  | intensity | http://purl.allotrope.org/ontologies/result#AFR_0002538
absolute water content |  |  | result | An absolute water content is a mass datum quantifying the absolute mass of water in a sample. [Allotrope] |  |  |  |  | http://purl.allotrope.org/ontologies/result#AFR_0002445
absorbance | absorbance (datum) |  | result | Absorbance is a quantity facet that quantifies the absorbance as logarithm to the base 10 (linear absorbance) of the incident (prior to absorption) spectral radiant power, divided by the transmitted spectral radiant power. [IUPAC] |  | PAC, 1990, 62, 2167 (Glossary of atmospheric chemistry terms (Recommendations 1990)) |  | quality quantification facet | http://purl.allotrope.org/ontologies/result#AFR_0001157
absorbance | absorbance (datum) |  | result | Absorbance is a quantity facet that quantifies the absorbance as logarithm to the base 10 (linear absorbance) of the incident (prior to absorption) spectral radiant power, divided by the transmitted spectral radiant power. [IUPAC] |  | PAC, 1996, 68, 2223 (Glossary of terms used in photochemistry (IUPAC Recommendations 1996)) |  | quality quantification facet | http://purl.allotrope.org/ontologies/result#AFR_0001157
absorbance (quality) | absorbance |  | quality | Absorbance is the logarithm of the ratio of intensities of electromagnetic radiation on both sides of a medium that the radiation passes through. Lambert-Beer's law states that absorbance is equal to the product of molar coefficient of absorbance of an absorbing compound in a medium times its concentration in the medium times path length of the electromagnetic radiation passing through the medium. [Allotrope] |  | PAC, 1990, 62, 2167 (Glossary of atmospheric chemistry terms (Recommendations 1990)) |  | optical quality | http://purl.allotrope.org/ontologies/quality#AFQ_0000061
absorbance (quality) | absorbance |  | quality | Absorbance is the logarithm of the ratio of intensities of electromagnetic radiation on both sides of a medium that the radiation passes through. Lambert-Beer's law states that absorbance is equal to the product of molar coefficient of absorbance of an absorbing compound in a medium times its concentration in the medium times path length of the electromagnetic radiation passing through the medium. [Allotrope] |  | PAC, 1996, 68, 2223 (Glossary of terms used in photochemistry (IUPAC Recommendations 1996)) |  | optical quality | http://purl.allotrope.org/ontologies/quality#AFQ_0000061
absorption spectrum | absorbance spectrum; absorbance spectra; absorption spectra |  | result | An absorption spectrum is a data distribution function that plots the absorption of radiance as the function of frequency or wavelength. [Wikipedia] |  | https://en.wikipedia.org/wiki/Absorption_spectroscopy |  | spectrum | http://purl.allotrope.org/ontologies/result#AFR_0000222
absorption spectrum data cube |  |  | result | An absorption spectrum data cube is a data cube that represents an absorption spectrum. [Allotrope] |  |  |  | data cube | http://purl.allotrope.org/ontologies/result#AFR_0002283
accomplishment |  |  | process | A non-cumulative process (event) that is non-atomic. [DOLCE] |  | http://www.loa.istc.cnr.it/old/Papers/D18.pdf | leaving a place |  | http://purl.allotrope.org/ontologies/process#AFP_0003371
account |  |  | result | An account describes authority and authorization to access resources on a system. [Allotrope] |  |  |  | facet | http://purl.allotrope.org/ontologies/result#AFR_0001483
account identifier | username; user name; user identifier; user id; account id; account ID; user ID |  | result | An account identifier is an identifier, that identifies an account in a system that people or other systems use to access it. [Allotrope] |  |  |  | identifier | http://purl.allotrope.org/ontologies/result#AFR_0002770
acetylene (molecule) |  |  |  | A compound consisting of two trivalently-bonded carbon atoms, each bonded to a hydrogen atom. [Allotrope] |  |  |  | molecule | http://purl.obolibrary.org/obo/CHEBI_27518
acetylene gas | acetylene |  | material | Acetylene gas is a gas that is composed of acetylene molecules. [Allotrope] |  |  |  | gas | http://purl.allotrope.org/ontologies/material#AFM_0001128
achievement |  |  | process | A process boundary based on some physical characteristics at the start or end of some process changing these characteristics. [Allotrope] |  | http://www.loa.istc.cnr.it/old/Papers/D18.pdf |  |  | http://purl.allotrope.org/ontologies/process#AFP_0003370
acicular particle shape | acicular; needle particle shape; needle |  | quality | An acicular particle shape is a shape of particle with similar small height and width and large length. [Allotrope] | Acicular particles are needle-like. |  |  |  | http://purl.allotrope.org/ontologies/quality#AFQ_0000298
acid-base titration | acid/base titration |  | process | Acid-base titration is the process of determining the quantity of a sample (an acid or base) by adding measured increments of a titrant (a base or acid) until the endpoint, at which essentially all of the sample has reacted, is reached. [CHMO] |  |  |  |  | http://purl.allotrope.org/ontologies/process#AFP_0001510
acoustic emission spectrum | acoustic emission spectra |  | result | A plot of decibels vs. frequency obtained by measuring the amount of noise generated by a sample as a function of frequency of incident radiation. [CHMO] |  |  |  | data distribution function | http://purl.allotrope.org/ontologies/result#AFR_0000325
acoustic quality |  |  | quality | Property that inheres in an independent continuant having to do with sound or hearing. [NCI] |  |  |  |  | http://purl.allotrope.org/ontologies/quality#AFQ_0000138
acquisition time |  |  | result | The acquisition time is the time when a signal is captured. [Allotrope] |  |  |  | time | http://purl.allotrope.org/ontologies/result#AFR_0001158
acquisition volume |  |  | result | The acquisition volume is the volume elapsed through the chromatography column between the injection of the sample and when the signal is captured. [Allotrope] |  |  |  |  | http://purl.allotrope.org/ontologies/result#AFR_0002522
action | task |  | realizable | An action is a unit element in a procedure and is a concretization of an action specification. [Allotrope] |  |  |  | plan | http://purl.allotrope.org/ontologies/realizable#AFRE_0000001
action specification | command; instruction |  | result | A directive information entity that describes an action the bearer will take. [IAO] |  |  |  | specification | http://purl.allotrope.org/ontologies/result#AFR_0000941
action spectrum | action spectra |  | result | A plot of a relative biological or chemical photoresponse per number of incident photons against wavelength or energy of radiation under the same radiant power of light. [CHMO] |  |  |  | data distribution function | http://purl.allotrope.org/ontologies/result#AFR_0000319
active pharmaceutical ingredient role | active pharmaceutical ingredient; API; drug substance; drug substance role |  | role | The role of a material in a drug product that is biologically active when interacting with other components of the drug product, other potential drug products, or the chemistry of the body into which the drug will be applied. [Allotrope] |  |  |  | formulation role | http://purl.allotrope.org/ontologies/role#AFRL_0000351
activity |  |  | process | An activity is a process that is cumulative but not homomeric. [Allotrope, DOLCE] |  |  |  |  | http://purl.allotrope.org/ontologies/process#AFP_0003620
actual P/P0 result |  |  | result | An actual P/P0 result is a quality quantification facet that quantifies the relative pressure of the sample. [Allotrope] |  |  |  |  | http://purl.allotrope.org/ontologies/result#AFR_0002147
actual datum | actual value; observed value |  | role | A actual value is the contextual role of an information content entity that is the direct or indirect output of some observation and describes some quality. [Allotrope] |  |  |  | descriptive purpose | http://purl.allotrope.org/ontologies/role#AFRL_0000080
actuating | activating; starting; switching on; turning on |  | process | Actuating is the process of commencing the flow of energy, signal, or material in response to an imported control signal. [NIST] |  |  |  | controlling | http://purl.allotrope.org/ontologies/process#AFP_0003360
adding (material) | addition; adding; addition (material); material addition |  | process | Adding is loading material into a container where it is combined with existing material. [Allotrope] |  |  |  |  | http://purl.allotrope.org/ontologies/process#AFP_0003743
addition description |  |  | result | An addition description is a description about the process of adding a reaction component to a reaction. [Allotrope] |  |  |  |  | http://purl.allotrope.org/ontologies/result#AFR_0002298
addition rate process profile | addition rate profile |  | process | An addition rate process profile is a rate process profile that is an occurrent part of an material addition process. [Allotrope] |  |  |  |  | http://purl.allotrope.org/ontologies/process#AFP_0003741
additive role | additive |  | role | Additive is a role of material that is added to a mixture in order to achieve a supportive purpose. [Allotrope] |  |  |  | synthesis role | http://purl.allotrope.org/ontologies/role#AFRL_0000216
adduct ion role | adduct ion; adduct role; adduct |  | role | Adduct ion role is the role of an ion formed by the interaction of a precursor ion with one or more atoms or molecules to form an ion containing all the constituent atoms of the precursor ion as well as the additional atoms from the associated atoms or molecules. [IUPAC] |  | K. K. Murray, R. K. Boyd, M. N. Eberlin, G. J. Langley, L. Li and Y. Naito, Pure Appl. Chem., 2013, 85, 1515-1609 | For example, a Na+ adduct of a molecule (M) that is represented as [M + Na]+. | mass spectrometry role | http://purl.allotrope.org/ontologies/role#AFRL_0000517
adjusted relative retention |  |  | result | A relative retention time that quantitates the ratio of the adjusted retention time (corrected for hold-up time) of the peak relative to the adjusted retention time of some reference peak. [Allotrope] |  |  |  |  | http://purl.allotrope.org/ontologies/result#AFR_0001176
adjusting | adjustment |  | process | Adjusting is a process of slightly changing something with the purpose to achieve an agreement with a set of specifications. [Allotrope] |  |  |  |  | http://purl.allotrope.org/ontologies/process#AFP_0003703
adsorbed volume at STP |  |  | result | An adsorbed volume is a quality quantification facet that denotes the quantity of absorbant calculated to be adsorbed at STP. [Allotrope] |  |  |  |  | http://purl.allotrope.org/ontologies/result#AFR_0002118
adsorption chromatography |  |  | process | Chromatography in which separation is based mainly on differences between the adsorption affinities of the sample components for the surface of an active solid. [CHMO] |  |  |  |  | http://purl.allotrope.org/ontologies/process#AFP_0001023
adsorption-desorption isotherm | adsorption/desorption isotherm; adsorption-desorption isotherm |  | result | A plot of relative pressure vs. volume adsorbed obtained by measuring the amount of an inert gaseous or liquid substance (the 'sorbent', usually H2 or N2) which adsorbs onto the surface of interest (the 'sorbate'), and the subsequent amount that desorbs at a constant temperature. [CHMO] |  |  |  | data distribution function | http://purl.allotrope.org/ontologies/result#AFR_0000166
affinity |  |  |  | Affinity is a molecular quality that arises from the molecular attraction exerted between two atoms or compounds. [PATO] |  |  |  | molecular entity quality | http://purl.obolibrary.org/obo/PATO_0002070
agent role |  |  | audit | The role of an agent in an audit trail record. [Allotrope] |  |  |  | role | http://purl.allotrope.org/ontologies/audit#AgentRole
agent role | agent |  | role | The role of a participant that delivers the necessary effects as active participant in the process to the operand. [Allotrope] |  | http://deseng.ryerson.ca/DesignScience/7a.html |  |  | http://purl.allotrope.org/ontologies/role#AFRL_0000095
agglomerate association state | agglomerate |  | quality | An agglomerate association state is an association state where the primary particles associate as a collection of particles tightly coupled together. [Allotrope] |  |  |  | association state (quality) | http://purl.allotrope.org/ontologies/quality#AFQ_0000307
aggregate association state | aggregate |  | quality | An aggregate association state is an association state where the primary particles associate as a collection of particles loosely coupled together. [Allotrope] |  |  |  | association state (quality) | http://purl.allotrope.org/ontologies/quality#AFQ_0000306
aggregate role |  |  | role | Aggregate role is the contextual role of an information content entity that is a collection of others. [Allotrope] |  |  |  | aggregation role | http://purl.allotrope.org/ontologies/role#AFRL_0000048
aggregated datum | summary datum |  | role | An aggregated datum is the role of an information object that is about aggregated or summary information on the aggregate, such as statistics, count or sums of member data. [Allotrope] |  |  |  | aggregation role | http://purl.allotrope.org/ontologies/role#AFRL_0000442
aggregated feature | aggregated feature role |  | role | The aggregated feature is the role of a description or classification of a property, characteristic or facet of the members of the aggregate that is common to each member and is used to make aggregated data about the aggregate. [Allotrope] |  |  | the diameter quality is the aggregated feature in the 'average living cell diameter' result datum of a cell counter result | aggregation role | http://purl.allotrope.org/ontologies/role#AFRL_0000444
aggregation role |  |  | role | An aggregation role is a contextual role of an information entity that is participant of an aggregation process. [Allotrope] |  |  |  | contextual role | http://purl.allotrope.org/ontologies/role#AFRL_0000047
agitator |  |  | equipment | An agitator is a device or mechanism to put something into motion. [Wikipedia] |  | https://en.wikipedia.org/wiki/Agitator_%28device%29 |  | device | http://purl.allotrope.org/ontologies/equipment#AFE_0001265
air |  |  |  | The mixture of gases (roughly (by molar content/volume: 78% nitrogen, 20.95% oxygen, 0.93% argon, 0.038% carbon dioxide, trace amounts of other gases, and a variable amount (average around 1%) of water vapor) that surrounds the planet Earth. [ENVO] |  |  |  | natural material | http://purl.obolibrary.org/obo/ENVO_00002005
air gap detection result |  |  | result | An air gap detection result is an assay result that specifies whether an air gap was detected. [Allotrope] |  |  |  |  | http://purl.allotrope.org/ontologies/result#AFR_0002676
alert datum | alert value |  | role | An alert datum is a trigger datum that specifies a trigger that initiates a notification process that warns about an unintended situation. [Allotrope] |  |  |  | trigger datum | http://purl.allotrope.org/ontologies/role#AFRL_0000333
alert setting | alert parameter |  | result | An alert setting is a setting that specifies conditions and situations that trigger alerts during the operation of a device. [Allotrope] |  |  | maximum pressure of the fluid for a plumbing system; minimum environment temperature for operation; maximum environment humidity | setting | http://purl.allotrope.org/ontologies/result#AFR_0001245
algorithm |  |  | audit | An algorithm is a self-contained step-by-step set of operations to be performed. Algorithms perform calculations, data processing, and/or automated reasoning tasks. [Wikipedia] |  |  |  |  | http://purl.allotrope.org/ontologies/audit#Algorithm
algorithm |  |  |  | A plan specification which describes the inputs and output of mathematical functions as well as workflow of execution for achieving an predefined objective. Algorithms are realized usually by means of implementation as computer programs for execution by automata. [IAO] |  |  |  | plan specification | http://purl.obolibrary.org/obo/IAO_0000064
alive |  |  |  | A viability quality inhering in a bearer by virtue of the bearer's condition before death. [PATO] |  |  |  | viability (quality) | http://purl.obolibrary.org/obo/PATO_0001421
alpha-particle spectrum | alpha-particle spectra; α-particle spectra; alpha particle spectrum; α-particle spectrum; alpha particle spectra |  | result | A plot of alpha-particle count vs. energy obtained by measuring the number and kinetic energies of alpha-particles emitted by a sample. [CHMO] |  |  |  | data distribution function | http://purl.allotrope.org/ontologies/result#AFR_0000057
alternating ionization polarity | alternating polarity |  | quality | Polarity of the ionization is alternating between positive and negative. [Allotrope] |  |  |  | ionization polarity | http://purl.allotrope.org/ontologies/quality#AFQ_0000152
ambient humidity |  |  | result | An ambient humidity is a quantity facet that quantifies the humidity of the surrounding atmosphere. [Allotrope] |  |  |  | humidity | http://purl.allotrope.org/ontologies/result#AFR_0002570
ambient pressure |  |  | result | An ambient pressure is a quantity facet that quantifies the pressure of the surrounding atmosphere. [Allotrope] |  |  |  |  | http://purl.allotrope.org/ontologies/result#AFR_0002613
ambient temperature |  |  | result | An ambient temperature is a quantity facet that quantifies the temperature of the surrounding atmosphere. [Allotrope] |  |  |  | temperature | http://purl.allotrope.org/ontologies/result#AFR_0002157
ammonia (molecule) |  |  |  | An azane that consists of a single nitrogen atom covelently bonded to three hydrogen atoms. [CHEBI] |  |  |  | molecule | http://purl.obolibrary.org/obo/CHEBI_16134
ammonia gas | ammonia |  | material | Ammonia gas is a gas that is composed of ammonia molecules. [Allotrope] |  |  |  | gas | http://purl.allotrope.org/ontologies/material#AFM_0001117
ammonium analysis document (cell-culture) |  |  | result | An ammonium analysis document (cell-culture) is a document that encompasses the information associated with ammonium. [Allotrope] |  |  |  |  | http://purl.allotrope.org/ontologies/result#AFR_0002089
amount (quality) | amount; size; count |  | quality | The amount is the quality of a whole that is the number of entities that are part of the whole. [Allotrope] |  |  |  |  | http://purl.allotrope.org/ontologies/quality#AFQ_0000179
amount fraction (quality) | amount fraction; mole fraction (quality); mole fraction |  | quality | The amount fraction is the ratio of the amount of a constituent divided by the total amount of all constituents in the mixture. [Allotrope] |  | Green Book, 2nd ed.: IUPAC Quantities, Units and Symbols in Physical Chemistry. Second Edition, Blackwell Scientific Publications, Oxford, 1993. |  | fraction (quality) | http://purl.allotrope.org/ontologies/quality#AFQ_0000174
amount fraction (quality) | amount fraction; mole fraction (quality); mole fraction |  | quality | The amount fraction is the ratio of the amount of a constituent divided by the total amount of all constituents in the mixture. [Allotrope] |  | PAC, 1996, 68, 957 (Glossary of terms in quantities and units in Clinical Chemistry (IUPAC-IFCC Recommendations 1996)) |  | fraction (quality) | http://purl.allotrope.org/ontologies/quality#AFQ_0000174
amount of substance | amount of substance (datum) |  | result | An amount of substance (datum) is a quantity facet that quantifies some amount of substance. [Allotrope] |  |  |  | quality quantification facet | http://purl.allotrope.org/ontologies/result#AFR_0002815
amount of substance (quality) | amount of substance |  | quality | Amount of substance is a quality inhered in a portion of material that is a size that is proportional to the number of elementary entities present. [Allotrope] |  |  |  | amount (quality) | http://purl.allotrope.org/ontologies/quality#AFQ_0000166
amperometry | amperometric method |  | process | An electrochemical technique where the cell current is measured whilst the potential difference between the indicator and reference electrodes is controlled. [CHMO] |  |  |  | measuring | http://purl.allotrope.org/ontologies/process#AFP_0000733
analysis assay | analyte assay; analysis |  | process | An assay with the objective to capture information about the presence, concentration or amount of an analyte in the evaluand. [OBI] |  |  |  | assay | http://purl.allotrope.org/ontologies/process#AFP_0003491
analysis assay result |  |  | result | The analysis assay result is the assay result of an analysis assay. [Allotrope] |  |  |  |  | http://purl.allotrope.org/ontologies/result#AFR_0001602
analysis assay result facet |  |  | result | An analysis assay result facet is a facet of an analysis assay result. [Allotrope] |  |  |  |  | http://purl.allotrope.org/ontologies/result#AFR_0001603
analysis material role type | synthesis material role type |  | result | An analysis material role type is a classification datum that classifies the role of a portion of material in a reaction. [Allotrope] |  |  |  |  | http://purl.allotrope.org/ontologies/result#AFR_0002367
analysis role |  |  | role | A role of a participant in an analysis assay. [Allotrope] |  |  |  |  | http://purl.allotrope.org/ontologies/role#AFRL_0000293
analysis sequence |  |  | result | Linear procedure specification that specifies analysis. [Allotrope] |  |  |  | request queue | http://purl.allotrope.org/ontologies/result#AFR_0000894
analyst | analyst id; analyst ID; analyst identifier; operator |  | result | Analyst is measurement metadata about the name or identifier of a person that has the role of an analyst in the measurement. [Allotrope] |  |  |  |  | http://purl.allotrope.org/ontologies/result#AFR_0001116
analyst role | analyst |  | role | Analyst is the role of a person which is an agent in the process of examination. [Allotrope] |  |  |  | analysis role | http://purl.allotrope.org/ontologies/role#AFRL_0000003
analyte aggregate document | analyte aggregation document |  | result | An analyte aggregate document is a document about an ordered collection of analytes. [Allotrope] |  |  |  |  | http://purl.allotrope.org/ontologies/result#AFR_0002319
analyte calibration | calibration |  | process | Analyte calibration is producing a calibration curve from measurements of known amounts of analyte that will be used as measurement function for the measurement of unknown amounts of analytes. [Allotrope] | This is not to be confused with calibration [AFP_0002389], which is the calibration of a measurement device. [Allotrope] |  |  | producing | http://purl.allotrope.org/ontologies/process#AFP_0003706
analyte document |  |  | result | An analyte document is a document that is about some analyte. [Allotrope] |  |  |  |  | http://purl.allotrope.org/ontologies/result#AFR_0002320
analyte hit quality index | analyte HQI; substance HQI; substance hit quality index |  | result | The analyte hit quality index is hit quality index of the measured spectrum of the analyte against a spectrum library. [Allotrope] |  |  |  | hit quality index | http://purl.allotrope.org/ontologies/result#AFR_0001613
analyte identifier |  |  | result | An analyte identifier is an identifier that identifies some material with the role of analyte. [Allotrope] |  |  |  |  | http://purl.allotrope.org/ontologies/result#AFR_0002876
analyte molar ratio | molar ratio |  | result | An analyte molar ratio is a ratio quantification datum that quantifies the relative molar amount of an analyte to a reference entity. [Allotrope] |  |  |  | ratio quantification facet | http://purl.allotrope.org/ontologies/result#AFR_0002368
analyte name | substance name |  | result | The analyte name is a name of a material that has the role of an analyte in an analysis assay. [Allotrope] |  |  |  | written name | http://purl.allotrope.org/ontologies/result#AFR_0001604
analyte role | analyte |  | role | The component of a system to be analyzed. [CHMO] |  |  |  | analysis role | http://purl.allotrope.org/ontologies/role#AFRL_0000127
analytical balance |  |  | equipment | An analytical balance has a capacity of 50 - 200 g with a precision of 0.01 - 0.05 mg. [IUPAC] |  | RECOMMENDATIONS FOR TERMINOLOGY TO BE USED WITH PRECISION BALANCES, Pure and Applied Chemistry, 1(1), 171-176 |  |  | http://purl.allotrope.org/ontologies/equipment#AFE_0000201
analytical column |  |  | equipment | A chromatography column used for analysis. [Allotrope] |  |  |  |  | http://purl.allotrope.org/ontologies/equipment#AFE_0000135
analytical method |  |  | result | An analysis method is a plan specification that specifies an analysis. [Allotrope] |  |  |  | plan specification | http://purl.allotrope.org/ontologies/result#AFR_0000895
analytical method identifier | analytical method id |  | result | An analytical method identifier is an identifier that identifies the analytical method used in a measurement. [Allotrope] |  |  |  | method identifier | http://purl.allotrope.org/ontologies/result#AFR_0001978
and condition | and |  | common | An and condition is a collection of conditions that is valid if all condition items of it are valid. [Allotrope] |  |  |  | condition | http://purl.allotrope.org/ontologies/common#AFC_0000091
angle | angle datum |  | result | An angle is a quality quantification facet that quantifies some angle quality. [Allotrope] |  |  |  | quality quantification facet | http://purl.allotrope.org/ontologies/result#AFR_0002718
angle (quality) |  |  | quality | An quality inhering in a bearer by virtue of the bearer's placement at an angle. [PATO] |  |  |  | position (quality) | http://purl.allotrope.org/ontologies/quality#AFQ_0000326
angle of optical rotation | circular birefringence (datum); polarization rotation result; angle of optical rotation (datum); circular birefringence result; angle of optical rotation result; polarization rotation (datum) |  | result | An angle of optical rotation result is a quality quantification facet quantifying the angle through which plane polarized light is rotated clockwise, as seen when facing the light source, in passing through an optically active medium. [IUPAC] |  | IUPAC Quantities, Units and Symbols in Physical Chemistry, 1993 |  | angle | http://purl.allotrope.org/ontologies/result#AFR_0002394
angular velocity | angular velocity (datum); angular velocity result |  | result | A angular velocity datum is quality quantification facet that quantifies how fast an object rotates or revolves relative to another point. [Wikipedia] |  |  |  | velocity | http://purl.allotrope.org/ontologies/result#AFR_0002074
angular velocity (quality) |  |  |  | A physical quality inhering in a bearer by virtue of the rate of the bearer's angular movement about an axis; the angle rotated in a given time. [PATO] |  |  |  | velocity | http://purl.obolibrary.org/obo/PATO_0001413
angular velocity process profile | angular velocity profile |  | process | An angular velocity process profile is a quality process profile of how fast an object rotates or revolves relative to another point. [Wikipedia] |  |  |  |  | http://purl.allotrope.org/ontologies/process#AFP_0003752
angular velocity profile | angular velocity profile result |  | result | An angular velocity profile is a profile that quantifies over time how fast an object rotates or revolves relative to another point. [Wikipedia] |  |  |  | profile | http://purl.allotrope.org/ontologies/result#AFR_0002075
angular velocity profile aggregate document |  |  | result | An angular velocity profile aggregate document is a document that aggregates angular velocity profiles. [Allotrope] |  |  |  | profile aggregate document | http://purl.allotrope.org/ontologies/result#AFR_0002560
anion | negative ion |  | material | An anion (-) is an ion with more electrons than protons, giving it a net negative charge (since electrons are negatively charged and protons are positively charged). [Wikipedia] |  |  |  | ion | http://purl.allotrope.org/ontologies/material#AFM_0000161
anion-exchange column |  |  | equipment | A chromatography column where the stationary phase is an anion exchanger. [CHMO] |  |  |  | ion-exchange column | http://purl.allotrope.org/ontologies/equipment#AFE_0000550
annealing |  |  | process | A heat treatment that alters the microstructure of a material causing changes in its properties such as strength and hardness. [CHMO] |  |  |  | converting material | http://purl.allotrope.org/ontologies/process#AFP_0000792
annealing duration setting |  |  | result | An annealing duration setting is a duration setting that specifies the intended duration of some annealing process. [Allotrope] |  |  |  |  | http://purl.allotrope.org/ontologies/result#AFR_0002905
annealing temperature setting |  |  | result | An annealing temperature setting is a temperature setting that specifies the intended temperature of some annealing process. [Allotrope] |  |  |  |  | http://purl.allotrope.org/ontologies/result#AFR_0002904
anode |  |  | equipment | The anode is the electrode that acts as positive pole if voltage is applied (place of oxidation). [Allotrope] |  |  |  |  | http://purl.allotrope.org/ontologies/equipment#AFE_0000049
aperture |  |  | equipment | An aperture is an inhibition device that is a small opening with the function of limiting the passage of matter or energy. [Allotrope] |  |  |  | inhibition device | http://purl.allotrope.org/ontologies/equipment#AFE_0002252
aperture size setting |  |  | result | An aperture size setting temperature setting is a control setting that specifies the size of the aperture opening. [Allotrope] |  |  |  |  | http://purl.allotrope.org/ontologies/result#AFR_0002389
apodization | apodization filter; apodization method |  | result | Apodization is the name of a filter method used in some data apodization. [Allotrope] |  |  |  |  | http://purl.allotrope.org/ontologies/result#AFR_0002410
apodization (Raman) | apodization; apodization filter; apodization method |  | result | Apodization (Raman) is the name of a filter method used in the data apodization of FT Raman spectra. [Allotrope] |  |  |  | Raman spectroscopy parameter | http://purl.allotrope.org/ontologies/result#AFR_0001674
approval |  |  | audit | The formal acceptance of a change in a record which is in an audit trail. [Allotrope] |  |  |  | activity | http://purl.allotrope.org/ontologies/audit#Approval
approval state |  |  | process | An approval state is a state where information content such as a specification is allowed or is suitable by an authority for a purpose or in a context. [Allotrope] |  |  |  | state | http://purl.allotrope.org/ontologies/process#AFP_0003757
approver |  |  | role | An approver is the role of an organizational entity that approves something. [Allotrope] |  |  |  | approving role | http://purl.allotrope.org/ontologies/role#AFRL_0000404
approver |  |  | audit | The role of an agent who approves changes in an audit trailed record. [Allotrope] |  |  |  | contributor | http://purl.allotrope.org/ontologies/audit#Approver
approving | approval process; approval |  | process | Approving is agreeing to a proposition or accepting something as satisfactory towards an set objective. [Allotrope] |  |  |  | deciding | http://purl.allotrope.org/ontologies/process#AFP_0003643
approving role |  |  | role | An approving role is a role that is realized in some approving process. [Allotrope] |  |  |  |  | http://purl.allotrope.org/ontologies/role#AFRL_0000434
area | area (datum); area result |  | result | An area (datum) is a quality quantification facet that quantifies the two-dimensional extend of an object. [Allotrope] |  |  |  | quality quantification facet | http://purl.allotrope.org/ontologies/result#AFR_0002076
area (quality) | area |  |  | An area is a 2-D extent quality inhering in a bearer by virtue of the bearer's two dimensional extent. [PATO] |  |  |  | 2-D extent | http://purl.obolibrary.org/obo/PATO_0001323
area process profile | area profile |  | process | A volume process profile is a quality process profile that tracks some area. [Allotrope] |  |  |  |  | http://purl.allotrope.org/ontologies/process#AFP_0003753
area profile | area profile result |  | result | An area profile is a profile that quantifies over time the area of an object. [Allotrope] |  |  |  | profile | http://purl.allotrope.org/ontologies/result#AFR_0002077
area scan |  |  | result | An area scan is a data distribution function over points of a defined area. [Allotrope] |  |  | The measurement output of an area scanning [Allotrope] |  | http://purl.allotrope.org/ontologies/result#AFR_0002499
area scanning |  |  | process | Area scanning is scanning at positions defined by a two-dimensional pattern over an area. [Allotrope] |  |  |  | scanning | http://purl.allotrope.org/ontologies/process#AFP_0003804
area threshold for peak integration setting (chromatography) | area reject; set minimum area; area threshold for peak integration setting |  | result | Area threshold for peak integration setting is a data processing setting that sets a minimum or maximum area for a peak to be included in the integrated peak list. [Allotrope] |  |  |  |  | http://purl.allotrope.org/ontologies/result#AFR_0001691
argentometric titration | argentimetric titration |  | process | Argentometric titration is a process of determining the quantity of a sample by adding measured increments of a titrant until the end-point, at which essentially all of the sample has reacted, is reached. The titration is followed by the observing the precipitation of silver compounds following the addition of silver nitrate. [CHMO] |  |  |  |  | http://purl.allotrope.org/ontologies/process#AFP_0000078
argon (atom) |  |  |  | An atom of the chemical element Argon. [Allotrope] |  |  |  | atom | http://purl.obolibrary.org/obo/CHEBI_49474
argon gas | argon |  | material | Argon gas is a gas that is composed of argon atoms. [Allotrope] |  |  |  | gas | http://purl.allotrope.org/ontologies/material#AFM_0001130
arithmetic mean | mean |  | result | The arithmetic mean is a descriptive statistic that is the sum of a collection of numbers divided by the number of numbers in the collection. [Wikipedia] |  | https://en.wikipedia.org/wiki/Arithmetic_mean |  |  | http://purl.allotrope.org/ontologies/result#AFR_0002208
arithmetic mean role | arithmetic mean; average role; mean role; average; mean |  | role | The arithmetic mean is a statistical datum role of a datum that is the sum of a collection of numbers divided by the number of numbers in the collection. [Wikipedia] |  | https://en.wikipedia.org/wiki/Arithmetic_mean |  | statistic datum role | http://purl.allotrope.org/ontologies/role#AFRL_0000320
array card block |  |  | equipment | A array card block is a container that uses microfluidic cards to load and accept well plates. [Allotrope] |  |  |  | PCR reaction block | http://purl.allotrope.org/ontologies/equipment#AFE_0002240
array column |  |  | equipment | An array column is a column that contains multiple columns at the same time. [Allotrope] |  |  |  |  | http://purl.allotrope.org/ontologies/equipment#AFE_0000742
arrival |  |  | process | Arrival is the achievement of reaching the destination site in a moving process. [Allotrope] |  |  |  | achievement | http://purl.allotrope.org/ontologies/process#AFP_0003393
artifact |  |  | equipment | An artifact is a material that is designed and built for a purpose. [Allotrope] |  |  |  | material | http://purl.allotrope.org/ontologies/equipment#AFE_0002099
artificial system | engineered system |  | equipment | A system that is created for a specific purpose. [Allotrope] |  |  |  | system | http://purl.allotrope.org/ontologies/equipment#AFE_0002158
aspirating | aspiration |  | process | Aspirating is the process of sample preparation that is to draw an amount of a liquid by suction and then expel the liquid. [Allotrope] |  |  |  | transferring | http://purl.allotrope.org/ontologies/process#AFP_0001824
assay | analysis |  | process | A planned process with the objective to produce information about the material entity that is the evaluand, by physically examining it or its proxies. [OBI] |  |  |  | producing | http://purl.allotrope.org/ontologies/process#AFP_0002680
assay bead count |  |  | result | An assay bead count is a count of the number of assay beads. [Allotrope] |  |  |  |  | http://purl.allotrope.org/ontologies/result#AFR_0002944
assay bead identifier |  |  | result | An assay bead identifier is an identifier that identifies some assay bead or beads. [Allotrope] |  |  |  |  | http://purl.allotrope.org/ontologies/result#AFR_0002945
assay comment | analysis comment; analysis comments |  | result | An assay comment is a comment about some aspect of an assay. [Allotrope] |  |  |  |  | http://purl.allotrope.org/ontologies/result#AFR_0001980
assay data | assay information; analysis information; analysis data |  | result | Assay data is a description of an assay containing parameters and results of the assay and metadata about the assay. [Allotrope] |  |  |  |  | http://purl.allotrope.org/ontologies/result#AFR_0002020
assay data identifier | assay data id; analysis data id; analysis data identifier |  | result | An assay data identifier is an identifier that identifies some assay data. Assay data is a description of an assay containing parameters and results of the assay and metadata about the assay. [Allotrope] |  |  |  |  | http://purl.allotrope.org/ontologies/result#AFR_0002019
assay identifier | analysis id; analysis identifier; assay id; analysis reference |  | result | An assay identifier is an identifier that identifies some assay (analysis). [Allotrope] |  |  |  |  | http://purl.allotrope.org/ontologies/result#AFR_0001979
assay result | result; experimental result; assay output |  | result | The final outcome reported for a measured or computed quantity, after performing a measuring procedure including all sub procedures and evaluations. [IUPAC, Allotrope] |  |  |  | assay data | http://purl.allotrope.org/ontologies/result#AFR_0000207
assembling | assembly |  | process | The process of fitting device components together to form a system. [Allotrope] |  |  |  | joining | http://purl.allotrope.org/ontologies/process#AFP_0001640
assessing |  |  | process | Assessing is evaluating or estimating a quality or behavior. [Allotrope] |  |  |  | producing | http://purl.allotrope.org/ontologies/process#AFP_0003538
assessment | rating; evaluation |  | result | An assessment is a proposition about the judgment on a situation after considering the information known about it. [Allotrope] |  |  |  | proposition | http://purl.allotrope.org/ontologies/result#AFR_0001836
asset management identifier | asset tag; asset management id; asset management ID |  | result | An asset management identifier is an identifier that is registered within an asset / inventory management system that identifies an equipment. [Allotrope] |  |  |  |  | http://purl.allotrope.org/ontologies/result#AFR_0001976
assigning |  |  | process | Assigning is the producing of an assignment that asserts some relation between entities. [Allotrope] |  |  |  | producing | http://purl.allotrope.org/ontologies/process#AFP_0003603
assignment |  |  | result | An assignment is a proposition that is an assertion of some relation between entities. [Allotrope] |  |  |  | proposition | http://purl.allotrope.org/ontologies/result#AFR_0001094
associated nuclei count |  |  | result | An associated nuclei count is a count that indicates the number of nuclei associated with a NMR multiplet. [Allotrope] |  |  |  |  | http://purl.allotrope.org/ontologies/result#AFR_0002373
association colloid |  |  | material | An association colloid is a homogeneous, non-structured substance composed of large molecules or ultramicroscopic suspended in a separate medium, which is largely comprised or reversible aggregations formed by the thermodynamics of molecular interactions. [Allotrope] |  | Myers, D. (2002) Association Colloids: Micelles, Vesicles, and Membranes, in Surfaces, Interfaces, and Colloids: Principles and Applications, Second Edition, John Wiley & Sons, Inc., New York, USA. doi: 10.1002/0471234990.ch15 |  | colloid | http://purl.allotrope.org/ontologies/material#AFM_0001030
association state |  |  | result | An association state is a classification datum that classifies associations of primary particles (the smallest discrete unit). [Allotrope] |  |  |  |  | http://purl.allotrope.org/ontologies/result#AFR_0002135
association state (quality) | association state |  | quality | An association state is a structure of an association of primary particles in a material. [Allotrope] |  |  |  |  | http://purl.allotrope.org/ontologies/quality#AFQ_0000304
asymmetry factor measured at 10 % height | asymmetry factor measured at 10% height; asymmetry factor measured at 10 percent of height |  | result | A quantitative asymmetry factor calculated at 10 percent of its peak height. [Allotrope] |  |  |  | chromatographic peak asymmetry factor | http://purl.allotrope.org/ontologies/result#AFR_0002512
asymmetry factor measured at 4.4 % height | asymmetry factor measured at 4.4 percent height; asymmetry factor measured at 4.4% height |  | result | A quantitative asymmetry factor equivalent to the ratio of the time or volume from the center point of a peak to its trailing edge to that of its fronting edge at 4.4 % of the peak height. [Allotrope] |  |  |  | chromatographic peak asymmetry factor | http://purl.allotrope.org/ontologies/result#AFR_0002776
asymmetry factor measured at 5 % height | asymmetry factor measured at 5% height; asymmetry factor by EP; tailing factor by USP <621> method; asymmetry factor measured at 5 percent height; asymmetry factor by JP-27 |  | result | A quantitative asymmetry factor using 5% peak height. [Allotrope] |  |  |  | chromatographic peak asymmetry factor | http://purl.allotrope.org/ontologies/result#AFR_0001237
asymmetry factor measured at baseline |  |  | result | A quantitative asymmetry factor equivalent to the square of ratio of the time or volume from the center point of a peak to its trailing edge to that of its fronting edge. [Allotrope] |  |  |  | chromatographic peak asymmetry factor | http://purl.allotrope.org/ontologies/result#AFR_0002779
asymmetry factor squared measured at 10 % height | asymmetry factor squared measured at 10% height; asymmetry factor squared measured at 10 percent height |  | result | A quantitative asymmetry factor equivalent to the square of ratio of the time or volume from the center point of a peak to its trailing edge to that of its fronting edge at 10 % of the peak height. [Allotrope] |  |  |  | chromatographic peak asymmetry factor | http://purl.allotrope.org/ontologies/result#AFR_0002778
asymmetry factor squared measured at 4.4 % height | asymmetry factor squared measured at 4.4 percent height; asymmetry factor squared measured at 4.4% height |  | result | A quantitative asymmetry factor equivalent to the square of ratio of the time or volume from the center point of a peak to its trailing edge to that of its fronting edge at 4.4 % of the peak height. [Allotrope] |  |  |  | chromatographic peak asymmetry factor | http://purl.allotrope.org/ontologies/result#AFR_0002777
at end |  |  | role | At end is the contextual role of an information content entity that is about the end of a process. [Allotrope] |  |  |  | snapshot | http://purl.allotrope.org/ontologies/role#AFRL_0000092
at start |  |  | role | At start is the contextual role of an information content entity that is about the start of a process. [Allotrope] |  |  |  | snapshot | http://purl.allotrope.org/ontologies/role#AFRL_0000093
atom |  |  | material | An atom is a smallest particle still characterizing a chemical element. It consists of a nucleus of a positive charge carrying almost all its mass (more than 99.9%) and Z electrons determining its size. [IUPAC] |  | IUPAC Red Book, p. 35 |  | molecular entity | http://purl.allotrope.org/ontologies/material#AFM_0001028
atomic spectrum | atomic spectra |  | result | A plot of absorption or emission radiation vs. frequency that reflects the internal degrees of freedom of an atom, obtained in an experiment where the sample is vaporized and then atomized. [CHMO] |  |  |  | data distribution function | http://purl.allotrope.org/ontologies/result#AFR_0000289
attenuation coefficient | extinction coefficient |  | result | Linear decadic (a,K) and Napierian attenuation coefficients (α) are equal to the corresponding absorbances divided by the optical path length through the sample, but taking into account also the effects due to scattering and luminescence. The molar absorption coefficients (decadic ε, Napierian κ) are the linear absorption coefficients divided by the amount concentration. [IUPAC] |  | IUPAC. Compendium of Chemical Terminology, 2nd ed. (the "Gold Book"). Compiled by A. D. McNaught and A. Wilkinson. Blackwell Scientific Publications, Oxford (1997). Online version (2019-) created by S. J. Chalk. ISBN 0-9678550-9-8. https://doi.org/10.1351/goldbook. |  |  | http://purl.allotrope.org/ontologies/result#AFR_0002765
attenuation coefficient setting |  |  | result | An attenuation coefficient setting is a control setting that specifies some attenuation coefficient. [Allotrope] |  |  |  |  | http://purl.allotrope.org/ontologies/result#AFR_0002940
attracting | keeping close |  | process | A spatial change state the decreases the spatial distance at the end. [Allotrope] |  |  |  | moving | http://purl.allotrope.org/ontologies/process#AFP_0003396
audible device noise |  |  | quality | An unintended or unpleasant sound that emanates from a device. [NCI] |  |  |  | acoustic quality | http://purl.allotrope.org/ontologies/quality#AFQ_0000141
audit record |  |  | audit | An audit record is the role of a the audit record graph in the dataset of a specific audit trail. [Allotrope] |  |  |  | proxy | http://purl.allotrope.org/ontologies/audit#AuditRecord
audit record dataset | audit record statements; audit record graph |  | audit | An audit record dataset is a dataset that contains the metadata and data that is needed to record the changes on an electronic record in an activity. [Allotrope] |  |  |  | graph; dataset | http://purl.allotrope.org/ontologies/audit#AuditRecordDataset
audit record datasets |  |  | audit | An audit record dataset is the aggregation of audit records. [Allotrope] |  |  |  | aggregation | http://purl.allotrope.org/ontologies/audit#AuditRecordDatasets
audit record status |  |  | audit | An audit record status describes the current state of an audit record. [Allotrope] |  |  |  |  | http://purl.allotrope.org/ontologies/audit#AuditRecordStatus
audit trail |  |  | audit | A chronological record of system activities that is sufficient to enable the reconstruction, reviews, and examination of the sequence of environments and activities surrounding or leading to each event in the path of a transaction from its inception to output of final results. [FDA] |  | http://www.fda.gov/iceci/inspections/inspectionguides/ucm074875.htm |  | resource map; bundle | http://purl.allotrope.org/ontologies/audit#AuditTrail
author |  |  | audit | The author of a record in an audit trail. [Allotrope] |  |  |  | contributor | http://purl.allotrope.org/ontologies/audit#Author
automatic baseline determination enabled setting | automatic baseline determination enabled |  | result | An automatic baseline determination enabled setting is an automation flag that controls whether baseline determination is automated or manual. [Allotrope] |  |  |  |  | http://purl.allotrope.org/ontologies/result#AFR_0002237
automatic cycle threshold enabled setting |  |  | result | An automatic cycle threshold enabled setting is a control setting that sets whether the cycle threshold determination is automated or manual. [Allotrope] |  |  |  |  | http://purl.allotrope.org/ontologies/result#AFR_0002235
automation setting | automation flag; automation enabled setting; automation switch; automation enabled |  | result | An automation flag is a flag that controls whether a process involves an automation system (true) participant alone or involves a human participant (false). [Allotrope] | The automation can refer to subprocesses such as consuming of input, or the production of output or full automation. [Allotrope] |  | manual vs. automatic baseline determination [Allotrope] | control setting | http://purl.allotrope.org/ontologies/result#AFR_0002277
autosampler | autosampler module; AS; automated sampler |  | equipment | A piece of equipment that allows for automated sampling or sample loading. [Allotrope] |  |  |  | sampler | http://purl.allotrope.org/ontologies/equipment#AFE_0000073
autosampler duration setting |  |  | result | Autosampler duration setting is a setting that sets the total duration of an autosampler process. [Allotrope] |  |  |  |  | http://purl.allotrope.org/ontologies/result#AFR_0001655
autosampler injection trigger enable setting | cooler with range enable; analysis enable |  | result | Autosampler injection trigger enable setting is a setting that activates or deactivates triggering of injection based on a specified temperature range. [Allotrope] |  |  | Cooler (with range) can be enabled in order to trigger injection once autosampler temperature has reached a certain value. Enabling the setting also involves activation of the cooler. | autosampler setting (chromatography) | http://purl.allotrope.org/ontologies/result#AFR_0001645
autosampler injection trigger temperature setting |  |  | result | Autosampler injection trigger temperature setting is a setting that specifies the temperature range for triggering injection. [Allotrope] |  |  |  | autosampler setting (chromatography) | http://purl.allotrope.org/ontologies/result#AFR_0001646
autosampler injection volume setting (chromatography) | injection volume setting; autosampler injection volume setting; injection volume |  | result | An autosampler parameter specification that specifies the volume of sample the autosampler is to inject into the mobile phase for separation. [Allotrope] |  |  |  | autosampler setting (chromatography) | http://purl.allotrope.org/ontologies/result#AFR_0001267
autosampler method |  |  | result | An autosampler method is a device method that specifies how a sampling process should be executed on an autosampler. [Allotrope] |  |  |  |  | http://purl.allotrope.org/ontologies/result#AFR_0001652
autosampler process |  |  | process | A process executed by an autosampler. [Allotrope] |  |  |  |  | http://purl.allotrope.org/ontologies/process#AFP_0003678
autosampler setting (chromatography) | autosampler setting |  | result | A parameter specification specific to the sampler device in the chromatography system. [Allotrope] |  |  |  |  | http://purl.allotrope.org/ontologies/result#AFR_0001242
autosampler temperature setting |  |  | result | An autosampler temperature setting is a setting that sets the temperature within the autosampler. [Allotrope] |  |  |  | autosampler setting (chromatography) | http://purl.allotrope.org/ontologies/result#AFR_0001538
average dead cell diameter (cell counter) | average dead diameter; average dead cell diameter; dead cell diameter |  | result | Average dead cell diameter is a cell counter result data that states the average diameter of the dead cells measured. [Allotrope] |  |  |  | cell counter result datum | http://purl.allotrope.org/ontologies/result#AFR_0002866
average particle size | mean particle size |  | result | The average particle size is a quality quantification facet that quantifies the arithmetic mean of particle size of a population of particles. [Allotrope] |  |  |  |  | http://purl.allotrope.org/ontologies/result#AFR_0002190
average total cell circularity |  |  | result | An average total cell circularity is a cell counter result datum that quantifies the circularity of all cells in a cell counting assay. [Allotrope] |  |  |  | cell counter result datum | http://purl.allotrope.org/ontologies/result#AFR_0002867
average total cell diameter | total cell diameter; average cell diameter |  | result | Average total cell diameter is a cell counter result data that states the average diameter of the cells (living or dead) measured. [Allotrope] |  |  |  | total cell diameter; cell counter result datum | http://purl.allotrope.org/ontologies/result#AFR_0002335
average viable cell circularity |  |  | result | An average viable cell circularity is a cell counter result datum that quantifies the circularity of all viable cells in a cell counting assay. [Allotrope] |  |  |  | cell counter result datum | http://purl.allotrope.org/ontologies/result#AFR_0002868
average viable cell diameter (cell counter) | average live cell diameter; average live diameter; average live cell diameter (cell counter); live cell diameter; average viable diameter; viable cell diameter |  | result | Average viable cell diameter is a cell counter result data that states the average diameter of the viable cells measured. [Allotrope] |  |  |  | cell counter result datum | http://purl.allotrope.org/ontologies/result#AFR_0001113
averaging |  |  | process | Averaging is the calculation of a mean statistic or a temporal average value. [Allotrope] |  |  |  | data reduction | http://purl.allotrope.org/ontologies/process#AFP_0003657
background corrected turbidity | background corrected turbidity result; background corrected turbidity (datum) |  | result | A background corrected turbidity (datum) is a turbidity (datum) that quantifies the turbidity in a solution corrected for background of the solvent. [Allotrope] |  |  |  | turbidity | http://purl.allotrope.org/ontologies/result#AFR_0002182
background correction |  |  | process | Background correction is a data transformation designed to remove irrelevant contributions from the measured signal, e.g. those due to instrument noise or sample preparation. [BAO] |  | http://bioassayontology.org/ |  | data transformation | http://purl.allotrope.org/ontologies/process#AFP_0003721
background document |  |  | result | A background document is a document that encompasses the information associated with a background measurement. [Allotrope] |  |  |  |  | http://purl.allotrope.org/ontologies/result#AFR_0002358
background measurement |  |  | process | Background measurement is the process of determination of the base level of signals without presence of a sample. [Allotrope] |  |  | background measurement of particle sizing in order to measure the electrical noise as well as laser scattering due to contamination of the optical parts or the dispersant |  | http://purl.allotrope.org/ontologies/process#AFP_0002666
backpressure regulator |  |  | equipment | A backpressure regulator is a pressure regulator that regulates a defined pressure upstream of itself (at its own inlet). [Allotrope] |  |  |  | pressure regulator | http://purl.allotrope.org/ontologies/equipment#AFE_0002221
balance |  |  | equipment | A balance is a weighing device, intended predominantly for medium to low capacity weighments, with moderate to high resolutions, mostly used indoors. [Allotrope] |  |  |  | weighing device | http://purl.allotrope.org/ontologies/equipment#AFE_0000693
balance identifier | balance id |  | result | A balance identifier is a measurement device identifier that identifies some balance. [Allotrope] |  |  |  | measurement device identifier | http://purl.allotrope.org/ontologies/result#AFR_0001986
barcode |  |  | result | A barcode is a method of representing data in a visual, machine-readable form. [Wikipedia] |  |  |  | representation form | http://purl.allotrope.org/ontologies/result#AFR_0002690
barcode reader | barcode scanner |  | equipment | A barcode reader (or barcode scanner) is an electronic device for reading printed barcodes. [Wikipedia] |  |  |  | input device | http://purl.allotrope.org/ontologies/equipment#AFE_0000040
baryon |  |  |  | Baryon is a fermion that does experience the strong force (strong interaction). [CHEBI] |  | https://en.wikipedia.org/wiki/Baryon |  | fermion | http://purl.obolibrary.org/obo/CHEBI_36339
base measure |  |  | role | A base measure is a measure that is the direct output of some measurement process. [Allotrope] |  |  |  | measure | http://purl.allotrope.org/ontologies/role#AFRL_0000156
baseline | blank reading |  | result | An information content entity that describes the background (offset) component of a signal not due to the analyte (peak) of interest. [Allotrope] |  |  |  | description | http://purl.allotrope.org/ontologies/result#AFR_0001219
baseline (chromatography) | baseline |  | result | The portion of the chromatogram recording the detector response when only the mobile phase emerges from the column. [IUPAC] |  | PAC, 1990, 62, 2167 (Glossary of atmospheric chemistry terms (Recommendations 1990)) |  |  | http://purl.allotrope.org/ontologies/result#AFR_0001220
baseline (chromatography) | baseline |  | result | The portion of the chromatogram recording the detector response when only the mobile phase emerges from the column. [IUPAC] |  | PAC, 1993, 65, 819 (Nomenclature for chromatography (IUPAC Recommendations 1993)) |  |  | http://purl.allotrope.org/ontologies/result#AFR_0001220
baseline at start of integration setting (chromatography) | baseline at start of integration setting; baseline now; force baseline |  | result | Baseline at start of integration setting is a data processing setting that sets the ordinate value at the start of the integration baseline to the the value of the signal at the time indicated. [Allotrope] |  |  |  |  | http://purl.allotrope.org/ontologies/result#AFR_0001686
baseline boundary setting (chromatography) | baseline boundary setting; force valley baselines |  | result | Baseline boundary setting is a data processing setting that sets the ordinate values at the boundaries of the baseline of integration to the actual signal values at the peak start and peak end. [Allotrope] |  |  |  |  | http://purl.allotrope.org/ontologies/result#AFR_0001688
baseline corrected reporter data cube | ΔRn data cube |  | result | A baseline corrected reporter data cube is a data cube that represents a plot of baseline corrected reporter result against cycle. [Allotrope] |  |  |  |  | http://purl.allotrope.org/ontologies/result#AFR_0002310
baseline corrected reporter result |  |  | result | A baseline corrected reporter result is a qPCR assay result that specifies the normalized reporter result minus the baseline signal of the instrument. [Allotrope] |  |  |  |  | http://purl.allotrope.org/ontologies/result#AFR_0002248
baseline determination |  |  | process | Baseline determination is a data transformation that calculates or assigns a baseline to a curve. [Allotrope] |  |  |  | data transformation | http://purl.allotrope.org/ontologies/process#AFP_0003772
baseline determination end cycle setting |  |  | result | A baseline determination end cycle setting is a PCR setting that specifies the end cycle for baseline determination. [Allotrope] |  |  |  |  | http://purl.allotrope.org/ontologies/result#AFR_0002239
baseline determination start cycle setting |  |  | result | A baseline determination start cycle setting is a PCR setting that specifies the start cycle for baseline determination. [Allotrope] |  |  |  |  | http://purl.allotrope.org/ontologies/result#AFR_0002238
baseline end |  |  | result | A baseline facet that denotes the last value of the abscissa that belongs to the baseline. [Allotrope] |  |  |  | baseline facet | http://purl.allotrope.org/ontologies/result#AFR_0001523
baseline end point |  |  | result | The baseline end point is the data point of the baseline with the largest abscissa value. [Allotrope] |  |  |  | baseline point | http://purl.allotrope.org/ontologies/result#AFR_0001520
baseline facet |  |  | result | A baseline facet is a facet that is part of a baseline. [Allotrope] |  |  |  | facet | http://purl.allotrope.org/ontologies/result#AFR_0001521
baseline noise minimum duration setting |  |  | result | A baseline noise minimum duration setting is a data processing setting that indicates the minimum duration that can be used to measure the baseline noise. [Allotrope] |  |  |  | data processing setting | http://purl.allotrope.org/ontologies/result#AFR_0002836
baseline noise minimum runtime percentage setting |  |  | result | A baseline noise minimum runtime percentage setting is a data processing setting that indicates the minimal duration for calculating the baseline noise as a percentage of the run time. [Allotrope] |  |  |  | data processing setting | http://purl.allotrope.org/ontologies/result#AFR_0002833
baseline point | baseline data point |  | result | A baseline point is a data point that is member of a baseline. [Allotrope] |  |  |  | data point | http://purl.allotrope.org/ontologies/result#AFR_0001518
baseline start |  |  | result | A baseline facet that denotes the first value of the abscissa that belongs to the baseline. [Allotrope] |  |  |  | baseline facet | http://purl.allotrope.org/ontologies/result#AFR_0001522
baseline start point |  |  | result | The baseline start point is the data point of the baseline with the smallest abscissa value. [Allotrope] |  |  |  | baseline point | http://purl.allotrope.org/ontologies/result#AFR_0001519
baseline value at end |  |  | result | A baseline facet that denotes the last value of the ordinate that belongs to the baseline. [Allotrope] |  |  |  | baseline facet | http://purl.allotrope.org/ontologies/result#AFR_0001525
baseline value at end of peak |  |  | result | A peak facet that denotes the ordinate value of the baseline of a peak at the peak end time. [Allotrope] |  |  |  | peak facet | http://purl.allotrope.org/ontologies/result#AFR_0001185
baseline value at start |  |  | result | A baseline facet that denotes the first value of the ordinate that belongs to the baseline. [Allotrope] |  |  |  | baseline facet | http://purl.allotrope.org/ontologies/result#AFR_0001524
baseline value at start of peak |  |  | result | A peak facet that denotes the ordinate value of the baseline of a peak at the peak start time. [Allotrope] |  |  |  | peak facet | http://purl.allotrope.org/ontologies/result#AFR_0001184
basket |  |  | equipment | A basket is a container with a mesh structure used to hold solid objects. [Allotrope] |  |  |  | container | http://purl.allotrope.org/ontologies/equipment#AFE_0002259
batch identifier | batch ID; lot identifier; batch id; lot id; lot ID |  | result | A batch identifier is an identifier that identifies a batch. [Allotrope] |  |  | A batch identifier is used to reference the batch where a sample is taken from for being measured. In this case it is a measurement metadata. [Allotrope] | material identifier | http://purl.allotrope.org/ontologies/result#AFR_0001120
batch role | lot; batch; lot role |  | role | Batch role is a product role of a portion of material that is intended to have uniform character and quality, within specified limits, and is produced according to a single manufacturing order during the same cycle of manufacture. [Allotrope, CFR21] |  |  |  | product role | http://purl.allotrope.org/ontologies/role#AFRL_0000361
bath |  |  | equipment | A vessel used for regulating the temperature of something placed within it. [Allotrope] |  |  |  | device | http://purl.allotrope.org/ontologies/equipment#AFE_0001121
bath identifier |  |  | result | A bath identifier is an identifier that identifies some bath. [Allotrope] |  |  |  |  | http://purl.allotrope.org/ontologies/result#AFR_0002820
beam deceleration voltage setting |  |  | result | A beam deceleration voltage setting is a voltage setting controlling the voltage on a sample holder to decelerate some electron beam. [Allotrope] |  |  |  |  | http://purl.allotrope.org/ontologies/result#AFR_0002465
beamsplitter |  |  | equipment | A beam splitter is an optical device that splits a beam of light in two. [Wikipedia] |  | https://en.wikipedia.org/wiki/Beam_splitter |  | distribution device | http://purl.allotrope.org/ontologies/equipment#AFE_0002236
beamsplitter type |  |  | result | A beamsplitter type is a classification datum that describes the beamsplitter type based on the compound used to split the light beam. [Allotrope] |  |  |  |  | http://purl.allotrope.org/ontologies/result#AFR_0002254
bearer coordination | inherence coordination |  | result | A bearer coordination is a class coordination that coordinates a specifically dependent continuant class of individuals with the bearer that inheres it. [Allotrope] |  |  | Column temperature is a coordination of the quality temperature with column. |  | http://purl.allotrope.org/ontologies/result#AFR_0001569
below gap foam row count |  |  | result | A below gap foam row count is a count of the number of rows of pixels in a raster image where foam is detected below an air gap. [Allotrope] |  |  |  |  | http://purl.allotrope.org/ontologies/result#AFR_0002680
below of (quality) | below of; below |  | quality | Below of is a vertical position if the top of the bearer's spatial extend along the vertical dimension is higher then then the bottom of the other. [Allotrope] |  |  |  | vertical position (quality) | http://purl.allotrope.org/ontologies/quality#AFQ_0000335
bench | workbench |  | equipment | A bench is a large table in a workspace or laboratory. [Allotrope] |  |  |  | table | http://purl.allotrope.org/ontologies/equipment#AFE_0002206
bench (site) | bench |  | spatial | A bench (site) is site in a workspace or laboratory where work is being done. [Allotrope] |  |  |  |  | http://purl.allotrope.org/ontologies/spatial#AFSP_0000002
beta-particle spectrum | β-particle spectrum; beta particle spectra; beta particle spectrum; beta-particle spectra; β-particle spectra |  | result | A plot of beta-particle count vs. energy obtained by measuring the number and energy of beta-particles emitted by a sample. [CHMO] |  |  |  | data distribution function | http://purl.allotrope.org/ontologies/result#AFR_0000345
bin upper limit |  |  | result | A bin upper limit is a statistical facet that quantifies the upper limit that population members meet within a distribution. [Allotrope] |  |  |  | descriptive statistic | http://purl.allotrope.org/ontologies/result#AFR_0002195
biological measurement method |  |  | process | The determination of the relative strength of a substance (e.g., a drug or hormone or toxicant) by comparing its effect on a test organism with that of a standard preparation. [Wikipedia] |  |  |  | assay | http://purl.allotrope.org/ontologies/process#AFP_0001116
birefringence | birefringence result; birefringence (datum) |  | result | A birefringence (datum) is a quality quantification facet indicating if the observed material exhibits birefringence. [Allotrope] |  |  |  |  | http://purl.allotrope.org/ontologies/result#AFR_0002133
birefringence (quality) | birefringence |  | quality | An optical quality of anisotropic material that has a refractive index which depends on the properties of light. [Allotrope] |  |  |  | optical quality | http://purl.allotrope.org/ontologies/quality#AFQ_0000295
birthday | birth date |  | result | A birthday is a facet indicating the day of birth of a person. [Allotrope] |  |  |  | facet | http://purl.allotrope.org/ontologies/result#AFR_0001490
blank injection noise calculation setting |  |  | result | A blank injection noise calculation setting is a data processing setting that indicates that a blank injection is to be used for calculating baseline noise. [Allotrope] |  |  |  |  | http://purl.allotrope.org/ontologies/result#AFR_0002828
blank role | blank; blank sample; blank sample role |  | role | An blank role is a sample role of a material that does not contain any analyte. [Allotrope] |  |  |  | sample role | http://purl.allotrope.org/ontologies/role#AFRL_0000259
blocking |  |  | process | A state of keeping two materials topologically disconnected by a separation medium. [Allotrope] |  |  |  | disconnected state | http://purl.allotrope.org/ontologies/process#AFP_0003404
blood gas analysis | BGA; blood gas measurement; ABG; arterial blood gas |  | process | Blood gas analysis is the process of analyzing amount of dissolved gases in a blood sample. [Allotrope] |  |  |  |  | http://purl.allotrope.org/ontologies/process#AFP_0001047
blood gas analysis result | blood gas measurement result; BGA result |  | result | The measurement result of analysis from a blood gas analyzer. [Allotrope] |  |  |  |  | http://purl.allotrope.org/ontologies/result#AFR_0000155
blood gas analysis result datum | blood gas analysis result facet; bga result facet; bga result datum; blood gas measurement datum; blood gas measurement facet |  | result | A blood gas analysis result datum is a facet that is part a blood gas analysis result. [Allotrope] |  |  |  |  | http://purl.allotrope.org/ontologies/result#AFR_0001284
blood gas analyzer |  |  | equipment | A blood gas analyzer is a device that is used for blood gas measurement. [Allotrope] |  |  |  |  | http://purl.allotrope.org/ontologies/equipment#AFE_0000574
blood measurement method |  |  | process | A measurement of the blood, it's contents, cells or other factors contained within the blood. [CMO] |  |  |  | clinical measurement method | http://purl.allotrope.org/ontologies/process#AFP_0001114
bonded phase |  |  | quality | A bonded phase is the structure quality of a material that is covalently bonded to a substrate. [Allotrope] |  |  |  |  | http://purl.allotrope.org/ontologies/quality#AFQ_0000247
boolean condition | flag; switch; flag (condition) |  | result | A condition that is fulfilled if a given boolean value is equal to the specified boolean value. [Allotrope] |  |  |  | condition | http://purl.allotrope.org/ontologies/result#AFR_0001644
boson |  |  |  | A boson is a particle that follows Bose–Einstein statistics. [Wikipedia] |  | https://en.wikipedia.org/wiki/Boson |  | subatomic particle | http://purl.obolibrary.org/obo/CHEBI_36341
bottom scan position (plate reader) | bottom scan |  | quality | A bottom scan position is a scan position of a plate reader where the detector is below the well plate. [Allotrope] |  |  |  | scan position configuration (plate reader) | http://purl.allotrope.org/ontologies/quality#AFQ_0000332
bound role |  |  | role | The role of some datum forming the maximum or minimum value in a range or collection of values. [Allotrope] |  |  |  | contextual role | http://purl.allotrope.org/ontologies/role#AFRL_0000040
branching | disconnecting |  | process | The process of causing a flow to no longer be topologically connected. [NIST] |  |  |  | mereotopological process | http://purl.allotrope.org/ontologies/process#AFP_0003332
brand name |  |  | result | A brand name is a marketed name given by a maker of a product to a product or class of products, especially a trademark. [Allotrope] |  |  |  | written name | http://purl.allotrope.org/ontologies/result#AFR_0001680
break code |  |  | result | A break code is a code that indicates the mode of separation of two materials.. [Allotrope] |  |  |  |  | http://purl.allotrope.org/ontologies/result#AFR_0002732
break strain |  |  | result | A break strain is the strain at the break point where a material separates into two pieces. [Wikipedia] |  |  |  |  | http://purl.allotrope.org/ontologies/result#AFR_0002580
break stress |  |  | result | A break stress is the stress at the break point where a material separates into two pieces. [Wikipedia] |  |  |  |  | http://purl.allotrope.org/ontologies/result#AFR_0002579
break type |  |  | result | A break type is a classification datum that classifies the type of separation between two materials. [Allotrope] |  |  |  |  | http://purl.allotrope.org/ontologies/result#AFR_0002728
broad standard role (size-exclusion chromatography) |  |  | role | A broad standard role is a standard sample role used in size-exclusion chromatography that has a broad molecular-weight distribution and are usually the same polymer as the sample being analyzed. [Allotrope] |  |  |  |  | http://purl.allotrope.org/ontologies/role#AFRL_0000572
bubble |  |  | material | A bubble is a small round portion of one substance in another, usually gas in a liquid. [Wikipedia] |  |  |  |  | http://purl.allotrope.org/ontologies/material#AFM_0001125
bubble aggregate document |  |  | result | A bubble aggregate document is a document that aggregates bubble documents. [Allotrope] |  |  |  |  | http://purl.allotrope.org/ontologies/result#AFR_0002683
bubble document |  |  | result | A bubble document is a document that encompasses the information associated with a bubble. [Allotrope] |  |  |  |  | http://purl.allotrope.org/ontologies/result#AFR_0002684
building (site) | building site; building |  | spatial | A building (site) is a site located in a structure with a roof and walls. [Allotrope] |  |  |  |  | http://purl.allotrope.org/ontologies/spatial#AFSP_0000003
bulk density |  |  | process | A densitometry of bulk material that includes the contribution of the interparticulate void volume. [Allotrope] |  |  |  |  | http://purl.allotrope.org/ontologies/process#AFP_0003781
by-product role | by-product |  | role | A material role of an expected but not desired product of a synthesis. [Allotrope] |  |  | the leaving group in a de-protection step. | synthesis role | http://purl.allotrope.org/ontologies/role#AFRL_0000359
bypass injector | valve injector; sampling valve |  | equipment | A device in which the sample is first introduced into a chamber (loop), temporarily isolated from the mobile phase system by valves, which can be switched to make an instantaneous diversion of the mobile phase stream through the chamber to carry the sample to the column. [IUPAC] |  | L.S. Ettre, "Nomenclature for Chromatography", Pure & Appl. Chem. 1993, Vol. 65, No. 4, pp. 819-872 |  |  | http://purl.allotrope.org/ontologies/equipment#AFE_0001797
calcium analysis document (cell-culture) |  |  | result | A calcium analysis document (cell-culture) is a document that encompasses the information associated with calcium. [Allotrope] |  |  |  |  | http://purl.allotrope.org/ontologies/result#AFR_0002093
calculated data aggregate document |  |  | result | A calculated data aggregate document is a document that aggregates calculated data documents. [Allotrope] |  |  |  |  | http://purl.allotrope.org/ontologies/result#AFR_0002889
calculated data document |  |  | result | A calculated data document is a document that encompasses the information associated with some calculation. [Allotrope] |  |  |  |  | http://purl.allotrope.org/ontologies/result#AFR_0002890
calculated data identifier |  |  | result | A calculated data identifier is an identifier that identifies the data output of some calculation. [Allotrope] |  |  |  |  | http://purl.allotrope.org/ontologies/result#AFR_0002893
calculated data name |  |  | result | A calculated data name is a written name that denotes the data output of some calculation. [Allotrope] |  |  |  |  | http://purl.allotrope.org/ontologies/result#AFR_0002891
calculated datum | calculated value |  | role | A datum that is the result of some calculation. [Allotrope] |  |  |  | descriptive purpose | http://purl.allotrope.org/ontologies/role#AFRL_0000154
calculated result |  |  | result | A calculated result is a mathematical object that is the data output of some calculation. [Allotrope] |  |  |  |  | http://purl.allotrope.org/ontologies/result#AFR_0002892
calculation | computing; computation |  | process | A calculation is a process by which a data transformation technique that involves problem solving for numbers or quantities is performed. [Allotrope] |  |  |  | data transformation | http://purl.allotrope.org/ontologies/process#AFP_0003282
calculation description |  |  | result | A calculation description is a description that describes how a calculation was done. [Allotrope] |  |  |  |  | http://purl.allotrope.org/ontologies/result#AFR_0002141
calibrated datum | calibrated result |  | role | A calibrated datum is the contextual role of a datum that is the output of some process that applies a calibration function to a measured datum. [Allotrope] |  |  |  | descriptive purpose | http://purl.allotrope.org/ontologies/role#AFRL_0000477
calibrated instrument role | unit under test; calibrated instrument; unit under test role |  | role | A calibrated instrument role is the role of a measurement device that is the target of a calibration. [Allotrope] |  |  |  | calibration role | http://purl.allotrope.org/ontologies/role#AFRL_0000488
calibration |  |  | process | Calibration is the comparison of measurement values delivered by a device under test with those of a calibration standard of known accuracy. [Wikipedia] |  | https://en.wikipedia.org/wiki/Calibration |  | comparing | http://purl.allotrope.org/ontologies/process#AFP_0002389
calibration |  |  | process | Calibration is the comparison of measurement values delivered by a device under test with those of a calibration standard of known accuracy. [Wikipedia] |  | JCGM 200:2008 International vocabulary of metrology — Basic and general concepts and associated terms (VIM) |  | comparing | http://purl.allotrope.org/ontologies/process#AFP_0002389
calibration algorithm | calibration curve type |  | result | A calibration algorithm is an algorithm about calibration that specifies the way a calibration curve is generated. [Allotrope] |  |  |  |  | http://purl.allotrope.org/ontologies/result#AFR_0001940
calibration assessment |  |  | result | The calibration assessment is an assessment about the calibrated instrument whether it is within the specification of the calibration method. [Allotrope] |  |  |  |  | http://purl.allotrope.org/ontologies/result#AFR_0001826
calibration assessment code |  |  | result | A calibration assessment code is a code indicating a calibration assessment about the performance of an instrument. [Allotrope] |  |  |  |  | http://purl.allotrope.org/ontologies/result#AFR_0001835
calibration certificate |  |  | result | A calibration certificate is a certificate that states that a specific item has been calibrated by some organization. [Allotrope] |  |  |  |  | http://purl.allotrope.org/ontologies/result#AFR_0001828
calibration certificate identifier | calibration certificate id |  | result | A calibration certificate identifier is an identifier that identifies the calibration certificate for the piece of equipment used in a measurement. [Allotrope] |  |  |  |  | http://purl.allotrope.org/ontologies/result#AFR_0002063
calibration curve |  |  | result | The calibration curve is a data distribution function of the instrumental response, the so-called analytical signal, changed with the concentration of the analyte (the substance to be measured). [Wikipedia] |  |  |  | data distribution function | http://purl.allotrope.org/ontologies/result#AFR_0000788
calibration curve identifier | calibration curve id; standard curve identifier; standard curve id |  | result | A calibration curve identifier is an identifier that identifies a particular calibration curve. [Allotrope] |  |  |  |  | http://purl.allotrope.org/ontologies/result#AFR_0002809
calibration curve parameter |  |  | result | A calibration facet that is about a parameter for calibration. [Allotrope] |  |  |  | calibration facet | http://purl.allotrope.org/ontologies/result#AFR_0001939
calibration facet |  |  | result | A calibration facet is a facet that is information about a calibration. [Allotrope] |  |  |  |  | http://purl.allotrope.org/ontologies/result#AFR_0001938
calibration frequency |  |  | result | The calibration frequency is the frequency of how often calibrations are done in a time interval. [Allotrope] |  |  |  |  | http://purl.allotrope.org/ontologies/result#AFR_0001831
calibration interval |  |  | result | The calibration interval is the duration between two consecutive calibrations. [Allotrope] |  |  |  |  | http://purl.allotrope.org/ontologies/result#AFR_0001830
calibration item role | calibration item |  | role | The calibration item role is the role of a material that is used in calibration for testing a measurement device. [Allotrope] |  |  |  |  | http://purl.allotrope.org/ontologies/role#AFRL_0000493
calibration level |  |  | result | The calibration level is number of calibration points used to fit a function to a calibration curve. [Allotrope] |  |  |  |  | http://purl.allotrope.org/ontologies/result#AFR_0001849
calibration point |  |  | result | A calibration point is a single calibration result at a specific test point (one or more reference values). [Allotrope] |  |  | In pH calibration a point with a set pH and buffer solution. | data point | http://purl.allotrope.org/ontologies/result#AFR_0001217
calibration reference profile | reference profile |  | process | A calibration reference profile is a process profile with a known, repeatable temporal pattern, that is a reference for calibration of a time or rate measurement device. [Allotrope] |  |  |  |  | http://purl.allotrope.org/ontologies/process#AFP_0003701
calibration report |  |  | result | A calibration report is a description of the outcome of calibration and subsequent assessments and adjustments. [Allotrope] |  |  |  |  | http://purl.allotrope.org/ontologies/result#AFR_0001825
calibration result |  |  | result | A calibration result is a relation between a nominal reference quantity or quantity distribution over time or a sample population and the measure of that quantity or distribution as it is found in the calibration of the instrument. [Allotrope] |  |  |  |  | http://purl.allotrope.org/ontologies/result#AFR_0001839
calibration result deviation |  |  | result | A calibration result deviation is a calibration result representing the deviation between the nominal and measured values for the standard as a percentage. [Allotrope] |  |  |  | calibration result | http://purl.allotrope.org/ontologies/result#AFR_0002180
calibration role |  |  | role | A calibration role is role of a material entity that participates in a calibration process. [Allotrope] |  |  |  |  | http://purl.allotrope.org/ontologies/role#AFRL_0000410
calibration sample role | calibration sample |  | role | An calibration sample role is a sample role of a material that does contain a known amount of substance for calibration purposes. [Allotrope] |  |  |  | sample role | http://purl.allotrope.org/ontologies/role#AFRL_0000254
calibration time | calibration date |  | result | A calibration time is a time that indicates when a calibration is done. [Allotrope] |  |  |  |  | http://purl.allotrope.org/ontologies/result#AFR_0001620
calorimeter |  |  | equipment | A piece of apparatus that is used to measure the heat of chemical reactions or physical changes. [CHMO] |  |  |  | measurement device | http://purl.allotrope.org/ontologies/equipment#AFE_0000023
calorimetry | enthalpimetric analysis; enthalpimetry |  | process | A measurement in which heat is measured as some chemical reaction or physical process occurs. [IUPAC] |  | IUPAC. Compendium of Chemical Terminology, 2nd ed. (the "Gold Book"). Compiled by A. D. McNaught and A. Wilkinson. Blackwell Scientific Publications, Oxford (1997). Online version (2019-) created by S. J. Chalk. ISBN 0-9678550-9-8. https://doi.org/10.1351/goldbook. |  | thermal analysis | http://purl.allotrope.org/ontologies/process#AFP_0000611
campus |  |  | spatial | A campus is a site that is the grounds of a school, hospital, or other institution. [Allotrope] |  |  |  |  | http://purl.allotrope.org/ontologies/spatial#AFSP_0000006
canonicalization algorithm |  |  | audit | In computer science, canonicalization (sometimes standardization or normalization) is a process for converting data that has more than one possible representation into a standard, normal, or canonical form. This can be done to compare different representations for equivalence, to count the number of distinct data structures, to improve the efficiency of various algorithms by eliminating repeated calculations, or to make it possible to impose a meaningful sorting order. [Wikipedia] |  |  |  | algorithm | http://purl.allotrope.org/ontologies/audit#CanonicalizationAlgorithm
capability | capability (proposition) |  | result | A capability is a proposition that is about a function, role or quality realized under given conditions. [Allotrope] |  |  |  | proposition | http://purl.allotrope.org/ontologies/result#AFR_0001103
capability specification |  |  | result | A capability specification specifies some function that the target of the specification inheres. This capability can be restricted to a specific situation. [Allotrope] |  |  |  | function specification | http://purl.allotrope.org/ontologies/result#AFR_0000976
capacity factor (chromatography) | retention factor; mass distribution ratio; partition ratio; capacity ratio |  | result | The capacity factor is a chromatography peak facet that is a measure of the time the sample component resides in the stationary phase relative to the time it resides in the mobile phase: it expresses how much longer a sample component is retarded by the stationary phase than it would take to travel through the column with the velocity of the mobile phase. [IUPAC] |  |  |  | chromatography peak facet | http://purl.allotrope.org/ontologies/result#AFR_0001234
capillary |  |  | equipment | A capillary is a tube with a small diameter. [Allotrope] |  |  |  | tube | http://purl.allotrope.org/ontologies/equipment#AFE_0000340
capillary column |  |  | equipment | A piece of apparatus that has the form of a tube with a diameter of less than a millimeter and hosts the stationary bed in chromatography. [CHMO] |  |  |  |  | http://purl.allotrope.org/ontologies/equipment#AFE_0000078
capillary electrophoresis | CZE; capillary zone electrophoresis |  | process | A capillary electrophoresis is an electrophoresis which takes place in a capillary. [CHMO] |  |  |  | electrophoresis | http://purl.allotrope.org/ontologies/process#AFP_0000474
capillary electrophoresis column |  |  | equipment | A capillary electrophoresis column is a type of column that is used in capillary electrophoresis. [Allotrope] |  |  |  |  | http://purl.allotrope.org/ontologies/equipment#AFE_0000579
capillary electrophoresis result |  |  | result | The capillary electrophoresis result is the result of a process of capillary electrophoresis. [Allotrope] |  |  |  | assay result | http://purl.allotrope.org/ontologies/result#AFR_0000525
capillary high-performance liquid chromatography | capillary high performance liquid chromatography; capillary-HPLC; capillary high pressure liquid chromatography; capillary HPLC; capillary high-pressure liquid chromatography |  | process | Column chromatography where the mobile phase is a liquid, the stationary phase consists of very small particles held in a tube of diameter less than a millimeter, and the inlet pressure is relatively high. [CHMO] |  |  |  | high-performance liquid chromatography | http://purl.allotrope.org/ontologies/process#AFP_0001763
capillary inner coating role | capillary inner coating |  | role | A capillary inner coating role is a coating role of a material that is a coating within a chromatography column. [Allotrope] |  |  |  |  | http://purl.allotrope.org/ontologies/role#AFRL_0000485
capillary liquid chromatography | cap-LC; capLC |  | process | Chromatography which takes place in a separation capillary and where the mobile phase is a liquid. [CHMO] |  |  |  |  | http://purl.allotrope.org/ontologies/process#AFP_0002305
caption |  |  |  | A textual entity that describes a figure [IAO] |  |  | Figure 1: A system diagram describing the modules of the Hanalyzer. Reading methods (green) take external sources of knowledge (blue) and extract information from them, either by parsing structured data or biomedical language processing to extract information from unstructured data. Reading modules are responsible for tracking the provenance of all knowledge. Reasoning methods (yellow) enrich the knowledge that results from reading by, for example, noting two genes that are annotated to the same ontology term or database entry. All knowledge sources, read or reasoned, are assigned a reliability score, and all are combined using that score into a knowledge network (orange) that represents the integration of all sorts of relationship between a pair of genes and a combined reliability score. A data network (also orange) is created from experimental results to be analyzed. The reporting modules (pink) integrate the data and knowledge networks, producing visualizations that can be queried with the associated drill-down tool. | facet | http://purl.obolibrary.org/obo/IAO_0000304
carbon dioxide (molecule) |  |  |  | A one-carbon compound with formula CO2 in which the carbon is attached to each oxygen atom by a double bond. [CHEBI] |  |  |  | molecule | http://purl.obolibrary.org/obo/CHEBI_16526
carbon dioxide gas | carbon dioxide |  | material | Carbon dioxide gas is a gas that is composed of carbon dioxide molecules. [Allotrope] |  |  |  | gas | http://purl.allotrope.org/ontologies/material#AFM_0001116
carbon dioxide saturation | CO2 saturation |  | result | A carbon dioxide saturation is a ratio of the partial pressure of carbon dioxide to the barometric pressure, expressed as a percentage. [Allotrope] |  |  |  |  | http://purl.allotrope.org/ontologies/result#AFR_0002921
carbon monoxide (molecule) |  |  |  | A one-carbon compound in which the carbon is joined only to a single oxygen. [CHEBI] |  |  |  | molecule | http://purl.obolibrary.org/obo/CHEBI_17245
carbon monoxide gas | carbon monoxide |  | material | Carbon monoxide gas is a gas that is composed of carbon monoxide molecules. [Allotrope] |  |  |  | gas | http://purl.allotrope.org/ontologies/material#AFM_0001129
carrier role | medium role |  | role | A carrier role is the role of a material entity that supports another material or information localization process by keeping it moving or holding it at place. [Allotrope] |  |  | nitrogen carrying a sample in gc; air carrying sound; a ship carrying goods | carrying role | http://purl.allotrope.org/ontologies/role#AFRL_0000553
carrying role |  |  | role | A carrying role is a role of an entity that is realized in a carrying process. [Allotrope] |  |  |  |  | http://purl.allotrope.org/ontologies/role#AFRL_0000554
carrying state | carrying |  | process | Carrying is a state where a material entity, the carrier, supports the state of moving or keeping in place of another material or information. [Allotrope] |  |  |  |  | http://purl.allotrope.org/ontologies/process#AFP_0003815
catalymetric titration |  |  | process | Catalymetric titration is he process of determining the quantity of a sample by adding measured increments of a titrant until the end-point is reached. The titration involves a catalyst, and the end-point is detected by the sudden increase or decrease in the rate of a reaction. [CHMO] |  |  |  |  | http://purl.allotrope.org/ontologies/process#AFP_0000747
catalyst role | catalyst |  | role | A catalyst role is a reagent role of a substance that increases the rate of a reaction without modifying the overall standard Gibbs energy change in the reaction; the process is called catalysis. The catalyst is both a reactant and product of the reaction. [IUPAC] |  | PAC, 1996, 68, 155 (Glossary of terms used in chemical kinetics, including reaction dynamics.) |  | reagent role | http://purl.allotrope.org/ontologies/role#AFRL_0000217
cathode |  |  | equipment | The cathode is the electrode that acts as negative pole if voltage is applied (place of reduction). [Allotrope] |  |  |  |  | http://purl.allotrope.org/ontologies/equipment#AFE_0000532
cation | positive ion |  | material | A cation (+) is an ion with fewer electrons than protons, giving it a positive charge. [Wikipedia] |  |  |  | ion | http://purl.allotrope.org/ontologies/material#AFM_0000189
cation-exchange column |  |  | equipment | A chromatography column where the stationary phase is a cation exchanger. [CHMO] |  |  |  | ion-exchange column | http://purl.allotrope.org/ontologies/equipment#AFE_0000523
causal role |  |  | role | A description of the cause-consequence relation of processes. [Allotrope] |  |  |  | descriptive purpose | http://purl.allotrope.org/ontologies/role#AFRL_0000054
cause |  |  | role | Cause is the causal role of an information content entity that is about something causally dependent for another thing. [Allotrope] |  |  |  | causal role | http://purl.allotrope.org/ontologies/role#AFRL_0000055
cell |  |  | material | A material entity of anatomical origin (part of or deriving from an organism) that has as its parts a maximally connected cell compartment surrounded by a plasma membrane. [CL] |  |  |  | material anatomical entity | http://purl.allotrope.org/ontologies/material#AFM_0000341
cell count | amount of cells |  | quality | Cell count is the amount of cells within a whole. [Allotrope] |  |  |  |  | http://purl.allotrope.org/ontologies/quality#AFQ_0000184
cell counter | off-line analyzer; cell counter device; cell density module; cell counter analyzer; cell viability module; cell counter instrument |  | equipment | A device used to count the number of cells present in known volume of sample to determine the overall concentration cells per unit volume. [Allotrope] |  |  |  |  | http://purl.allotrope.org/ontologies/equipment#AFE_0000524
cell counter assay | cell counting analysis; cell counter analysis |  | process | Cell counter assay is a cellular assay that uses various methods to quantify cells in a culture. [Allotrope] |  |  |  |  | http://purl.allotrope.org/ontologies/process#AFP_0000032
cell counter configuration | cell counter setting |  | quality | A cell counter configuration is a device configuration of a cell counter device. [Allotrope] |  |  |  |  | http://purl.allotrope.org/ontologies/quality#AFQ_0000188
cell counter result | cell counter measurement result; cell counter analysis result |  | result | A cell counter result is an assay result that is the result of a cell counter assay. [Allotrope] |  |  |  |  | http://purl.allotrope.org/ontologies/result#AFR_0000471
cell counter result datum | cell counter result facet |  | result | A cell counter result data is a facet of a document about a cell counting assay that is about a some result of the cell counting assay. [Allotrope] |  |  |  |  | http://purl.allotrope.org/ontologies/result#AFR_0001106
cell counter setting | cell counter parameter |  | result | A cell counter parameter datum is a facet of a document about a cell counting assay that is about a some parameter of the cell counting assay. [Allotrope] |  |  |  |  | http://purl.allotrope.org/ontologies/result#AFR_0001107
cell counting |  |  | process | Cell counting is the counting of cells. [Allotrope] |  |  |  |  | http://purl.allotrope.org/ontologies/process#AFP_0003629
cell counting aggregate document |  |  | result | A cell counting aggregate document is a document that aggregates cell counting documents. [Allotrope] |  |  |  |  | http://purl.allotrope.org/ontologies/result#AFR_0002859
cell counting document |  |  | result | A cell counting document is a document that encompasses the information associated with a cell counting run. [Allotrope] |  |  |  |  | http://purl.allotrope.org/ontologies/result#AFR_0002860
cell density |  |  | quality | Cell density is the number density of a population of cells. [Allotrope] |  |  |  |  | http://purl.allotrope.org/ontologies/quality#AFQ_0000181
cell density dilution factor | dilution ratio |  | result | Cell density dilution factor is a cell counter parameter data that describes the dilution factor of the solution prepared for the cell counting assay. [Allotrope] |  |  |  | cell counter setting | http://purl.allotrope.org/ontologies/result#AFR_0001109
cell density measurement |  |  | process | Cell density measurement is a measurement of the number density of cells. [Allotrope] |  |  |  |  | http://purl.allotrope.org/ontologies/process#AFP_0003628
cell diameter |  |  | quality | A cell diameter is the diameter of a cell. [Allotrope] |  |  |  |  | http://purl.allotrope.org/ontologies/quality#AFQ_0000189
cell holder |  |  | equipment | A cell holder is a type of container for samples in spectrophotometers. [Allotrope] |  |  |  |  | http://purl.allotrope.org/ontologies/equipment#AFE_0001747
cell path length | path length; cell path length (datum); path length (datum) |  | result | A cell path length is a quality quantification facet that quantifies the length of the radiation path through the absorbing medium in a single-pass cell. [Allotrope] |  |  |  |  | http://purl.allotrope.org/ontologies/result#AFR_0001997
cell path length (quality) | path length; path length (quality); cell path length |  | quality | The cell path length is the length of the radiation path through the absorbing medium in a single-pass cell. [IUPAC] |  |  |  |  | http://purl.allotrope.org/ontologies/quality#AFQ_0000268
cell path length setting |  |  | result | A cell path length setting is a control setting that specifies some cell path length. [Allotrope] |  |  |  |  | http://purl.allotrope.org/ontologies/result#AFR_0002939
cell type processing method | cell type (cell counter); cell type |  | result | Cell type processing method is cell counter parameter data that describes the type of cells analyzed in the cell counting assay. [Allotrope] |  |  |  | cell counter setting | http://purl.allotrope.org/ontologies/result#AFR_0001110
cellular assay |  |  | process | An assay that generates data about the presence, quantity, structure, function, behavior, or activity of cells, or a process that occurs at a cellular level of anatomical granularity (includes subcellular structures and organelles). [VIVO-ISF] |  |  |  | biological measurement method | http://purl.allotrope.org/ontologies/process#AFP_0000378
centrally registered identifier |  |  |  | An information content entity that consists of a CRID symbol and additional information about the CRID registry to which it belongs. [IAO] |  |  | The sentence "The article has Pubmed ID 12345." contains a CRID that has two parts: one part is the CRID symbol, which is '12345'; the other part denotes the CRID registry, which is Pubmed. | identifier | http://purl.obolibrary.org/obo/IAO_0000578
centrally registered identifier registry |  |  |  | A CRID registry is a dataset of CRID records, each consisting of a CRID symbol and additional information which was recorded in the dataset through a assigning a centrally registered identifier process. [IAO] |  |  | PubMed is a CRID registry. It has a dataset of PubMed identifiers associated with journal articles. | registry | http://purl.obolibrary.org/obo/IAO_0000579
centrally registered identifier symbol |  |  |  | A symbol that is part of a CRID and that is sufficient to look up a record from the CRID's registry. [IAO] |  |  |  | symbol | http://purl.obolibrary.org/obo/IAO_0000577
centroid x-coordinate |  |  | result | A centroid x-coordinate is a x-coordinate for the center point of some entity. [Allotrope] |  |  |  | y-coordinate | http://purl.allotrope.org/ontologies/result#AFR_0002689
centroid y-coordinate |  |  | result | A centroid y-coordinate is a y-coordinate for the center point of some entity. [Allotrope] |  |  |  | y-coordinate | http://purl.allotrope.org/ontologies/result#AFR_0002688
certificate |  |  | result | A certificate refers to the confirmation of certain characteristics of an object, person or organization. This confirmation is often, but not always, provided by some form of external review, education, assessment, or audit. Accreditation is a specific organization's process of certification. [Wikipedia] |  |  |  | description | http://purl.allotrope.org/ontologies/result#AFR_0000304
change rate end point setting |  |  | result | A change rate end point setting is an end point determination setting that specifies the maximum change in weight per unit time. [Allotrope] |  |  |  |  | http://purl.allotrope.org/ontologies/result#AFR_0002399
changeset |  |  | audit | A changeset captures what was added, deleted and updated in an electronic record and the motivation why it was done. [Allotrope] |  |  |  |  | http://purl.allotrope.org/ontologies/audit#ChangeSet
changing | modifying |  | process | Changing is a processing by which an entity gains or looses parts, qualities, roles, dispositions, functions etc in a predetermined and fixed manner but maintains its identity. [Allotrope] |  |  |  | controlling | http://purl.allotrope.org/ontologies/process#AFP_0003486
changing energy |  |  | process | Changing is controlling a quality of energy in a predetermined and fixed manner. [NIST] |  |  |  | energetic process | http://purl.allotrope.org/ontologies/process#AFP_0003467
changing material | modifying material; modification |  | process | Changing is controlling a quality of the material in a predetermined and fixed manner. The identity of the material is maintained. [NIST] |  |  |  | material process | http://purl.allotrope.org/ontologies/process#AFP_0003362
changing quality process profile | altering quality process profile |  | process | A changing quality process profile is a quality process profile where the tracked quality changes over time. [Allotrope] |  |  |  |  | http://purl.allotrope.org/ontologies/process#AFP_0003821
changing quality state | being unsteady; altering quality change; altering (state); unsteady (state); altering; changing; unsteady quality state; changing (state); unstable quality state; unstable (state) |  | process | A changing quality state is a state where a material's quality is changing continuously. [Allotrope] |  |  |  |  | http://purl.allotrope.org/ontologies/process#AFP_0003816
channel (communication) | communication channel; channel |  | equipment | A communication channel or channel, refers either to a physical transmission medium such as a wire, or to a logical connection over a multiplexed medium such as a radio channel. A channel is used to convey an information signal, for example a digital bit stream, from one or several senders (or transmitters) to one or several receivers. [Wikipedia] |  |  |  | communication device | http://purl.allotrope.org/ontologies/equipment#AFE_0000145
charge deconvolution |  |  | process | Charge deconvolution is a data transformation of a spectrum representing multiply charged ions to singly charged or neutral masses. [Allotrope] |  |  |  |  | http://purl.allotrope.org/ontologies/process#AFP_0003809
charge state |  |  | result | Charge state is a facet that is about the electrical charge of an ion. It is single or multiple and positive or negatively charged. [Allotrope] |  |  |  | ion facet | http://purl.allotrope.org/ontologies/result#AFR_0001859
charge transport measurement |  |  | process | Any technique for measuring charge transport. [CHMO] |  |  |  | measuring | http://purl.allotrope.org/ontologies/process#AFP_0001227
charging | incrementing energy; loading |  | process | Increasing the amount of energy in a system. [Allotrope] |  |  |  | incrementing | http://purl.allotrope.org/ontologies/process#AFP_0003419
chelatometric titration |  |  | process | Chelatometric titration is the process of determining the quantity of a sample (metal cation) by adding measured increments of a titrant (a chelating agent) until the end-point, at which essentially all of the sample has reacted, is reached. [CHMO] |  |  |  |  | http://purl.allotrope.org/ontologies/process#AFP_0001405
chemical disposition | chemical agent |  | realizable | A disposition of a portion of material to react with other materials in a specific way by nature of its chemical composition. [Allotrope] |  |  |  |  | http://purl.allotrope.org/ontologies/realizable#AFRE_0000011
chemical document |  |  | result | A chemical document is a document that is about some chemical substance. [Allotrope] |  |  |  |  | http://purl.allotrope.org/ontologies/result#AFR_0002291
chemical energy |  |  | material | Work resulting from the reactions by which substances are produced from or converted into other substances. [NIST] |  |  | A battery converts the flow of chemical energy into electical energy. | energy | http://purl.allotrope.org/ontologies/material#AFM_0000883
chemical ionization | CI |  | process | Formation of a new ion in the gas phase by the reaction of a neutral with an ion. The process may involve transfer of an electron, a proton, or other charged species between the reactants. [IUPAC] | This term is not synonymous with chemi-ionization. [IUPAC] | K. K. Murray, R. K. Boyd, M. N. Eberlin, G. J. Langley, L. Li and Y. Naito, Pure Appl. Chem., 2013, 85, 1515-1609 |  |  | http://purl.allotrope.org/ontologies/process#AFP_0001026
chemical ionization | CI |  | process | Formation of a new ion in the gas phase by the reaction of a neutral with an ion. The process may involve transfer of an electron, a proton, or other charged species between the reactants. [IUPAC] | When a positive ion results from chemical ionization, the term may be used without qualification. When a negative ion results, the term negative ion chemical ionization should be used. [IUPAC] | K. K. Murray, R. K. Boyd, M. N. Eberlin, G. J. Langley, L. Li and Y. Naito, Pure Appl. Chem., 2013, 85, 1515-1609 |  |  | http://purl.allotrope.org/ontologies/process#AFP_0001026
chemical ionization source | CI source |  | equipment | A chemical ionization source is an ion source that consists of a high-pressure ionization chamber containing a reagent gas (for example N2, O2 or H2O) which is ionized by high-energy electrons from a heated strip of metal and goes on to react with the analyte to ionize it. [CHMO] |  |  |  |  | http://purl.allotrope.org/ontologies/equipment#AFE_0000370
chemical map |  |  | result | A data set derived from chemical imaging consisting of a three-dimensional image where two axes describe the x and y spatial dimensions and the third dimension represents spectral wavelength. The image is obtained by stacking one image per spectral wavelength sequentially. [CHMO] |  |  |  | description | http://purl.allotrope.org/ontologies/result#AFR_0000090
chemical mixture | portion of mixed chemical substances; mixed chemical substances |  | material | A portion of chemical mixture is a chemical substance that is composed of chemical substances. [Allotrope] |  | https://en.wikipedia.org/wiki/Chemical_substance |  | chemical substance | http://purl.allotrope.org/ontologies/material#AFM_0001099
chemical name |  |  | result | A chemical name is the written name of a chemical substance that shows the names of each of its elements or subcompounds. [Allotrope] |  |  |  |  | http://purl.allotrope.org/ontologies/result#AFR_0002292
chemical reaction (molecular) | chemical reaction; reaction |  | process | A chemical reaction is a process that results in the interconversion of chemical species. [IUPAC] | Chemical reactions may be elementary reactions or stepwise reactions. (It should be noted that this definition includes experimentally observable interconversions of conformers.) Detectable chemical reactions normally involve sets of molecular entities as indicated by this definition, but it is often conceptually convenient to use the term also for changes involving single molecular entities (i.e. 'microscopic chemical events'). [IUPAC] |  |  |  | http://purl.allotrope.org/ontologies/process#AFP_0003711
chemical reaction disposition |  |  | realizable | A chemical reaction disposition is a disposition inhered in a reaction mixture. [Allotrope] |  |  |  | chemical disposition | http://purl.allotrope.org/ontologies/realizable#AFRE_0000015
chemical shift |  |  | result | A chemical shift is a quality quantification facet quantifying the fractional variation of the resonance frequency of a nucleus in nuclear magnetic resonance (NMR) spectroscopy in consequence of its magnetic environment of a nucleus. The chemical shift of a nucleus, δ, is expressed as a ratio involving its frequency, ν_cpd, relative to that of a standard, ν_ref, and defined as: δ = (ν_cpd - ν_ref)/ν_ref. [IUPAC] |  | IUPAC. Compendium of Chemical Terminology, 2nd ed. (the "Gold Book"). Compiled by A. D. McNaught and A. Wilkinson. Blackwell Scientific Publications, Oxford (1997) |  |  | http://purl.allotrope.org/ontologies/result#AFR_0002366
chemical shift (molecular quality) | chemical shift |  | quality | The fractional variation of the resonance frequency of a nucleus in nuclear magnetic resonance (NMR) spectroscopy in consequence of its magnetic environment. [IUPAC] |  |  |  | molecular entity quality | http://purl.allotrope.org/ontologies/quality#AFQ_0000319
chemical substance |  |  | material | A chemical substance is a portion of material that is matter of constant composition best characterized by the entities (molecules, formula units, atoms) it is composed of. [IUPAC] |  | IUPAC. Compendium of Chemical Terminology, 2nd ed. (the "Gold Book"). Compiled by A. D. McNaught and A. Wilkinson. Blackwell Scientific Publications, Oxford (1997). |  |  | http://purl.allotrope.org/ontologies/material#AFM_0001097
chemical substance quality |  |  | quality | A chemical substance quality is a quality that inheres in some portion of chemical substance. [Allotrope] |  |  |  |  | http://purl.allotrope.org/ontologies/quality#AFQ_0000250
chiral chromatography |  |  | process | A separation method where the components (in this case stereoisomers) are distributed between two chiral phases, one of which is stationary, while the other moves in a definite direction. [CHMO] |  |  |  |  | http://purl.allotrope.org/ontologies/process#AFP_0001677
chiral stationary phase high-performance liquid chromatography | HPLC on a chiral stationary phase; CSP-HPLC; chiral HPLC; CSP HPLC; chiral stationary phase high-pressure liquid chromatography |  | process | Column chromatography where the mobile phase is a liquid, the stationary phase consists of very small chiral particles and the inlet pressure is relatively high. [CHMO] |  |  |  | high-performance liquid chromatography | http://purl.allotrope.org/ontologies/process#AFP_0002243
chord length (quality) |  |  | quality | A chord length is the length between any two points on the edge of a particle, with an upper bound of the diameter of the particle. [Allotrope] |  |  |  |  | http://purl.allotrope.org/ontologies/quality#AFQ_0000313
chord length distribution data cube |  |  | result | A chord length distribution data cube is a data cube that represents particle count binned by chord length over time. [Allotrope] |  |  |  |  | http://purl.allotrope.org/ontologies/result#AFR_0002351
chord length distribution profile |  |  | result | A chord length distribution profile is a profile of the distribution of chord lengths of particles over time. [Allotrope] |  |  |  |  | http://purl.allotrope.org/ontologies/result#AFR_0002350
chord modulus |  |  | result | A chord modulus is the slope of the line drawn between two specified points on a stress-strain curve. [Allotrope] |  |  |  |  | http://purl.allotrope.org/ontologies/result#AFR_0002585
chord modulus document |  |  | result | A chord modulus document is a document that encompasses the information associated with a chord modulus. [Allotrope] |  |  |  |  | http://purl.allotrope.org/ontologies/result#AFR_0002584
chord selection setting |  |  | result | A chord selection setting is a control setting for a FBRM run that optimizes the analysis for small primary particles or larger agglomerates. [Allotrope] |  |  |  |  | http://purl.allotrope.org/ontologies/result#AFR_0002354
chromatogram |  |  | result | A chromatogram is a distribution function of a detector signal (such as ion count or absorbance) versus time of acquisition or versus volume of analyte. [Allotrope] |  |  |  | data distribution function | http://purl.allotrope.org/ontologies/result#AFR_0000236
chromatogram data cube |  |  | result | A chromatogram data cube is a data cube that represents a chromatogram. [Allotrope] |  |  |  |  | http://purl.allotrope.org/ontologies/result#AFR_0002550
chromatograph |  |  | equipment | A piece of apparatus, consisting of a mobile phase supply system, an injection or sampling system, a column, detector and a data acquisition/processing system, that is used to carry out chromatographic separations. [CHMO] |  |  |  | separation device | http://purl.allotrope.org/ontologies/equipment#AFE_0000392
chromatographic detector |  |  | equipment | A chromatography detector is a detector that is used in chromatography as component of a chromatography system. [Allotrope] |  | PAC, 1993, 65, 819 (Nomenclature for chromatography (IUPAC Recommendations 1993)) |  |  | http://purl.allotrope.org/ontologies/equipment#AFE_0000246
chromatographic packing |  |  | material | A chromatographic packing is a solid heterogeneous mixture consisting of a substrate and stationary phase used in a chromatographic separation. [Allotrope] |  |  |  |  | http://purl.allotrope.org/ontologies/material#AFM_0001096
chromatographic peak asymmetry factor | tailing factor |  | result | A chromatographic peak asymmetry factor is a chromatography peak facet that is equivalent to the ratio of the time or volume from the center point of a peak to its trailing edge to that of its fronting edge at a specified peak height. [Allotrope] |  |  |  |  | http://purl.allotrope.org/ontologies/result#AFR_0001236
chromatographic peak resolution |  |  | result | A chromatographic peak facet that quantitates the degree of separation between two peaks of a chromatogram. [Allotrope] |  |  |  |  | http://purl.allotrope.org/ontologies/result#AFR_0001230
chromatographic peak resolution using Foley-Dorsey method |  |  | result | A chromatographic peak resolution that is calculated using peak widths from the Foley Dorsey equation for asymmetric peaks. [Allotrope] |  |  |  | chromatographic peak resolution | http://purl.allotrope.org/ontologies/result#AFR_0002882
chromatographic peak resolution using baseline peak widths | chromatographic peak resolution by USP <621> using widths at baseline; chromatographic peak resolution calculated by the ASTM method |  | result | Chromatographic peak resolution that is calculated by the USP <621> method using peak widths measured at the baseline. [Allotrope] |  |  |  | chromatographic peak resolution | http://purl.allotrope.org/ontologies/result#AFR_0001231
chromatographic peak resolution using peak width at half-height | chromatographic peak resolution calculated by EP; chromatographic peak resolution by USP using widths at half-height; chromatographic peak resolution calculated by JP-27 |  | result | Chromatographic peak resolution that is calculated using peak widths measured at the half height. [Allotrope] |  |  |  | chromatographic peak resolution | http://purl.allotrope.org/ontologies/result#AFR_0001232
chromatographic peak resolution using peak widths at 4.4 % height | chromatographic peak resolution using peak widths at 4.4% height |  | result | A chromatographic peak resolution that is calculated using peak widths at 4.4 % peak height. [Allotrope] |  |  |  | chromatographic peak resolution | http://purl.allotrope.org/ontologies/result#AFR_0002883
chromatographic peak resolution using statistical moments |  |  | result | Chromatographic peak resolution that is calculated based on peak widths derived from the second statistical moment (peak variance). [Allotrope] |  |  |  | chromatographic peak resolution | http://purl.allotrope.org/ontologies/result#AFR_0001233
chromatographic phase |  |  | role | One of the portions of material between which the components to be separated are distributed in chromatography. [CHMO] |  |  |  |  | http://purl.allotrope.org/ontologies/role#AFRL_0000126
chromatography |  |  | process | A chromatography is a separation where the components are distributed between two phases, one of which is stationary, while the other moves in a definite direction. [CHMO] |  |  |  | dividing | http://purl.allotrope.org/ontologies/process#AFP_0001321
chromatography column | column |  | equipment | A chromatography column is a type of column that contains a stationary phase for chromatographic separation of compounds. [Allotrope] |  |  |  | separation device | http://purl.allotrope.org/ontologies/equipment#AFE_0000217
chromatography column chemistry type | chromatography column chemistry classification (datum); chromatography column chemistry type (datum); chromatography column chemistry classification |  | result | A chromatography column chemistry type is a classification datum that classifies a chromatography column by the stationary phase and/or chromatographic packing used. [Allotrope] |  |  |  |  | http://purl.allotrope.org/ontologies/result#AFR_0002026
chromatography column document |  |  | result | A chromatography column document is a document that encompasses the information associated with a chromatography column. [Allotrope] |  |  |  |  | http://purl.allotrope.org/ontologies/result#AFR_0002607
chromatography column fill type |  |  | result | A chromatography column fill type is a classification datum that classifies a chromatography column by the form of the stationary phase in the column. [Allotrope] |  |  | Packed, WCOT, PLOT, or SCOT |  | http://purl.allotrope.org/ontologies/result#AFR_0002608
chromatography column film thickness | chromatography column film thickness (datum) |  | result | A chromatography column film thickness is a thickness datum that quantifies the thickness of the film coating in a chromatography column. [Allotrope] |  |  |  |  | http://purl.allotrope.org/ontologies/result#AFR_0002609
chromatography column length | chromatography column length (datum) |  | result | A chromatography column length (datum) is a length datum that quantifies the length of a chromatography column. [Allotrope] |  |  |  |  | http://purl.allotrope.org/ontologies/result#AFR_0002029
chromatography column length (quality) | chromatography column length |  | quality | The length of a chromatography column bed. [Allotrope] |  |  |  |  | http://purl.allotrope.org/ontologies/quality#AFQ_0000014
chromatography column part number | column part number |  | result | A column part number is a part number that denotes some class of chromatography columns. [Allotrope] |  |  |  |  | http://purl.allotrope.org/ontologies/result#AFR_0002532
chromatography column particle size | chromatography column particle size (datum) |  | result | A chromatography column particle size is a particle size datum that quantifies the dimensions of packing particles in a chromatography column. [Allotrope] |  |  |  |  | http://purl.allotrope.org/ontologies/result#AFR_0002561
chromatography column serial number | column serial number |  | result | A column serial number is an equipment serial number that identifies some chromatography column. [Allotrope] |  |  |  | equipment serial number | http://purl.allotrope.org/ontologies/result#AFR_0002533
chromatography data processing |  |  | process | Chromatography data processing is a data transformation on chromatograms. [Allotrope] |  |  |  |  | http://purl.allotrope.org/ontologies/process#AFP_0002089
chromatography data system | CDS |  | equipment | A chromatography data system is a data system that controls a chromatography system and processes data participating in a chromatography run. [Allotrope] |  |  |  |  | http://purl.allotrope.org/ontologies/equipment#AFE_0002233
chromatography data system method | CDS method; chromatography data system project; CDS project |  | result | A chromatography data system method is a plan specification that specifies how a process is to be executed on a chromatography data system. [Allotrope] |  |  |  |  | http://purl.allotrope.org/ontologies/result#AFR_0002001
chromatography peak |  |  | result | A chromatography peak is a peak that results from a detector's response to the presence of an analyte in the mobile phase eluting from a column in chromatography. [Allotrope] |  |  |  |  | http://purl.allotrope.org/ontologies/result#AFR_0000015
chromatography peak facet |  |  | result | A chromatography peak facet is a facet of a chromatography peak. [Allotrope] |  |  |  |  | http://purl.allotrope.org/ontologies/result#AFR_0001177
chromatography peak type | peak type |  | result | A peak type is a classification datum that classifies a peak by the role played by the substance it is a proxy for in the chromatographic process. [Allotrope] | It is mainly used to determine if it is relevant to the particular analysis. |  | main component, mobile phase, excipient |  | http://purl.allotrope.org/ontologies/result#AFR_0002791
chromatography result |  |  | result | A chromatography result is a result of a chromatography run. [Allotrope] |  |  |  |  | http://purl.allotrope.org/ontologies/result#AFR_0000523
chromatography separation type |  |  | result | A chromatography separation type is a classification datum that classifies the underlying separation process used in the chromatographic process. [Allotrope] |  |  | reversed phase, ion exchange, normal phase, ligand |  | http://purl.allotrope.org/ontologies/result#AFR_0002792
chromatography system setting |  |  | result | A parameter specification specific to a chromatography system. [Allotrope] |  |  |  |  | http://purl.allotrope.org/ontologies/result#AFR_0001575
circular birefringence (quality) | polarization rotation; angle of optical rotation |  | quality | Circular birefringence is the angle through which plane polarized light is rotated clockwise, as seen when facing the light source, in passing through an optically active medium. [IUPAC] |  | IUPAC Quantities, Units and Symbols in Physical Chemistry, 1993 |  | birefringence (quality) | http://purl.allotrope.org/ontologies/quality#AFQ_0000316
circular dichroism spectrum | CD spectra; circular dichroic spectra; circular dichroic spectrum; circular dichroism spectra; CD spectrum; circular dichroism (CD) spectra |  | result | A plot of ellipticity vs. wavelength obtained by measuring the differential absorption of left- and right-handed circularly polarized photon radiation as a function of wavelength. [CHMO] |  |  |  | data distribution function | http://purl.allotrope.org/ontologies/result#AFR_0000053
circularity | circularity (datum) |  | result | A circularity is a quality quantification facet that quantifies the two-dimensional roundness of an entity. [Allotrope] |  |  |  | quality quantification facet | http://purl.allotrope.org/ontologies/result#AFR_0002874
circularity (quality) |  |  | quality | A circularity is a shape quality inhering in a bearer by virtue of the two-dimensional roundness of an entity. [Allotrope] |  |  |  | shape (quality) | http://purl.allotrope.org/ontologies/quality#AFQ_0000360
class coordination | term coordination; concept coordination; coordination |  | result | A class coordination is a facet of a definition of a class that expresses some differentia. [Allotrope] |  |  |  | facet | http://purl.allotrope.org/ontologies/result#AFR_0001552
class datum | class facet |  | result | A type datum is a classification datum that classifies a thing as an instance of an RDFS class. [Allotrope] |  |  |  |  | http://purl.allotrope.org/ontologies/result#AFR_0001278
classification |  |  | result | A classification is a proposition that categorizes things into classes or collections of things differentiated by some criteria. [Allotrope] |  |  |  | proposition | http://purl.allotrope.org/ontologies/result#AFR_0000916
classification datum | classification facet; type datum; type facet |  | result | A classification datum is a facet that classifies some entity. [Allotrope] |  |  |  | facet | http://purl.allotrope.org/ontologies/result#AFR_0001277
classification purpose | classification role |  | role | A contextual role of information that classifies some of some entity into a category, class or schema. [Allotrope] |  |  |  | contextual role | http://purl.allotrope.org/ontologies/role#AFRL_0000368
cleaning | cleanup; cleansing |  | process | Cleaning is the process of getting rid of dirt, impurities, or extraneous unwanted matter. [Allotrope] |  |  |  | extracting | http://purl.allotrope.org/ontologies/process#AFP_0000161
cleaning agent role | washing agent; detergent; detergent role; washing agent role |  | role | Cleaning agent role is a role of material used for cleaning something. [Allotrope] |  |  |  | cleaning role | http://purl.allotrope.org/ontologies/role#AFRL_0000244
cleaning role |  |  | role | The role of a participant of a cleaning process. [Allotrope] |  |  |  |  | http://purl.allotrope.org/ontologies/role#AFRL_0000289
clinical measurement method | clinical measurement |  | process | A quantitative or qualitative value which is the result of an act of assessing a morphological or physiological state or property in a single individual or sample or a group of individuals or samples, based on direct observation or experimental manipulation. [CMO] |  |  |  | physical characterization assay | http://purl.allotrope.org/ontologies/process#AFP_0002212
clock | chronometer |  | equipment | A clock is a measurement device used to measure, keep, and indicate time. [Wikipedia] |  | https://en.wikipedia.org/wiki/Clock |  | measurement device | http://purl.allotrope.org/ontologies/equipment#AFE_0002204
closed loop vapor generation | closed loop |  | process | The closed loop uses feedback control for the regulation of the vapor generation. The system continuously detects deviations from the target partial pressure and adjusts the vapor generation correspondingly. [Allotrope] |  |  |  | vapor generation | http://purl.allotrope.org/ontologies/process#AFP_0002702
coated material description |  |  | result | A coated material description is a description of the material with the role of coated material. [Allotrope] |  |  |  |  | http://purl.allotrope.org/ontologies/result#AFR_0002710
coated material role | substrate; coated material; substrate role |  | role | A coated material is a coating role of a material whose surface is being coated by another material which it covers. [Allotrope] |  |  |  | coating process role | http://purl.allotrope.org/ontologies/role#AFRL_0000211
coated state | being coated; is coated |  | process | Coated state is the covering state when a substance covers the surface of another substance firmly. [Allotrope] |  |  |  | covered state | http://purl.allotrope.org/ontologies/process#AFP_0003687
coating | coating method |  | process | The application of a thin cover to a material. [CHMO] |  |  |  | covering | http://purl.allotrope.org/ontologies/process#AFP_0001986
coating gap height | coating height |  | result | A coating gap height is a height facet that quantifies the gap between the coating device and the material that is coated in the coating process. [Allotrope] |  |  |  |  | http://purl.allotrope.org/ontologies/result#AFR_0002712
coating process role | coating role |  | role | A coating process role is a role of a material that participates in a coating activity or the state of being coated. [Allotrope] |  |  |  |  | http://purl.allotrope.org/ontologies/role#AFRL_0000484
coating role | coating; coating medium; coating medium role |  | role | A coating role is the role of a material that coats another material (the substrate). [Allotrope] |  |  |  | coating process role | http://purl.allotrope.org/ontologies/role#AFRL_0000212
code | categorical value; enumeration value |  | common | An entry in a list of controlled symbols denoting a classification. [Allotrope] |  | 2020-12-01 Changed parent to symbol. [Allotrope] |  | symbol | http://purl.allotrope.org/ontologies/common#AFC_0000050
code classification datum | code datum |  | result | A classification datum that classifies things by a code in a codelist. [Allotrope] |  |  |  |  | http://purl.allotrope.org/ontologies/result#AFR_0001280
code scan result |  |  | result | A code scan result is an assay result that is the output of a code scanning. [Allotrope] |  |  |  | assay result | http://purl.allotrope.org/ontologies/result#AFR_0002603
code scanning |  |  | process | Code scanning is the transformation of data in the representation form of visual machine-readable codes to another form. [Allotrope] |  |  |  | data transformation | http://purl.allotrope.org/ontologies/process#AFP_0003814
codelist |  |  | common | A set of codes in a controlled vocabulary. [Allotrope] |  |  |  | registry | http://purl.allotrope.org/ontologies/common#AFC_0000036
codomain (math) | codomain (mathematics); codomain |  | role | A codomain is the mathematical role of the set a function maps to. [Allotrope] |  |  |  | mathematical role | http://purl.allotrope.org/ontologies/role#AFRL_0000337
collecting | collection |  | process | The act of gathering things together; having been brought together in one place. [NCI] |  | http://purl.obolibrary.org/obo/NCIT_C25453 |  | combining | http://purl.allotrope.org/ontologies/process#AFP_0003385
collecting device |  |  | equipment | A collecting device is a device that has the function to collect things. [Allotrope] |  |  |  | device | http://purl.allotrope.org/ontologies/equipment#AFE_0002172
collecting state | collecting |  | process | A storing state that brings a flow together at one place. [NIST] |  |  | Solar panels collect ultraviolet sun rays to power small mechanisms. [NIST] | storing state | http://purl.allotrope.org/ontologies/process#AFP_0003564
collection |  |  | common | An aggregation of data items for a purpose. [Allotrope] |  |  |  | mathematical object | http://purl.allotrope.org/ontologies/common#AFC_0000166
collision energy |  |  | result | Collision energy is a quality quantification facet that quantifies the energy for an ion experiencing collision with a stationary gas particle resulting in dissociation of the ion. [PSI/MS] |  |  |  |  | http://purl.allotrope.org/ontologies/result#AFR_0001879
collision energy (material entity) | collision energy |  | material | Collision energy is energy for an ion experiencing collision with a stationary gas particle resulting in dissociation of the ion. [PSI/MS] |  |  |  |  | http://purl.allotrope.org/ontologies/material#AFM_0001101
colloid | colloidal system |  | material | A colloid is a homogeneous mixture in which one substance of microscopically dispersed insoluble particles is suspended throughout another substance. A colloid has a dispersed phase (the suspended particles) and a continuous phase (the medium of suspension). The molecules or polymolecular particles dispersed in a medium have at least in one direction a dimension roughly between 1 nanometer and 1 micrometer, or in a system discontinuities are found at distances of that order. [IUPAC] |  | PAC, 1972, 31, 577 (Manual of Symbols and Terminology for Physicochemical Quantities and Units, Appendix II: Definitions, Terminology and Symbols in Colloid and Surface Chemistry) on page 605 |  | homogeneous mixture | http://purl.allotrope.org/ontologies/material#AFM_0001044
color (quality) | color |  |  | A color is a composite chromatic quality composed of hue, saturation and intensity parts. [PATO] |  |  |  | optical quality | http://purl.obolibrary.org/obo/PATO_0000014
colorimetry | colorimetric method; colourimetry |  | process | The determination of the spectral absorbance of a solution. This method is often used to determine the concentration of a chemical in a solution. [CHMO] |  |  |  | measuring | http://purl.allotrope.org/ontologies/process#AFP_0002309
column brand name |  |  | result | A column brand name is a brand name of a chromatography column that can be based on the brand name of the substrate and its chemistry modification. [Allotrope] |  |  |  |  | http://purl.allotrope.org/ontologies/result#AFR_0002024
column chromatography |  |  | process | A chromatography method where the stationary bed is within a tube (of standard length 25 cm). The particles of the solid stationary phase or support coated with a liquid stationary phase may fill the whole inside volume of the tube (packed column) or be concentrated on or along the inside tube wall leaving an open, unrestricted path for the mobile phase in the middle part of the tube (open-tubular column). [CHMO] |  |  |  |  | http://purl.allotrope.org/ontologies/process#AFP_0000588
column compartment |  |  | equipment | A column compartment is a compartment in a chromatography system where the columns are held. [Allotrope] |  |  |  |  | http://purl.allotrope.org/ontologies/equipment#AFE_0002198
column compartment setting (chromatography) | column compartment setting |  | result | A parameter specification specific to the column compartment in the chromatography system. [Allotrope] |  |  |  | chromatography system setting | http://purl.allotrope.org/ontologies/result#AFR_0002808
column compartment temperature setting |  |  | result | A column compartment temperature setting is a temperature setting that specifies the temperature of some column compartment. [Allotrope] |  |  |  | column compartment setting (chromatography) | http://purl.allotrope.org/ontologies/result#AFR_0002773
column inner diameter | column inner diameter (datum) |  | result | A column inner diameter (datum) is an inner diameter quantifies the inner diameter of a column. [Allotrope] |  |  |  |  | http://purl.allotrope.org/ontologies/result#AFR_0002030
column inner diameter (quality) | dc; inner diameter; column inner diameter |  | quality | Column inner diameter is the inner diameter of a column. [Allotrope] |  |  |  |  | http://purl.allotrope.org/ontologies/quality#AFQ_0000016
column void volume time | column dead time; column dwell time; dwell time; void time; dead time; column void time |  | result | A column void volume time is the time required for an unretained compound to traverse the column and exit. [Allotrope] |  |  |  |  | http://purl.allotrope.org/ontologies/result#AFR_0002768
columnar particle shape | columnar |  | quality | A columnar particle shape is a shape of particle with similar moderate height and width and large length. [Allotrope] | Columnar particles are similar in shape to poster tubes or wood joists. |  |  |  | http://purl.allotrope.org/ontologies/quality#AFQ_0000299
combining | assembling |  | process | Combining is the building of a whole out of parts. [Allotrope] |  |  |  | mereotopological process | http://purl.allotrope.org/ontologies/process#AFP_0003475
combining material | material combination |  | process | Combining material is a combing process that combines two or more materials in to a new material. [Allotrope] |  |  |  | material process | http://purl.allotrope.org/ontologies/process#AFP_0003716
comment | remark |  | result | A comment is a remark often related to an added piece of information, or an observation or statement. [SIO] |  | http://sio.semanticscience.org/ |  | proposition | http://purl.allotrope.org/ontologies/result#AFR_0002017
communicating | transmitting signal; transferring signal |  | process | Communicating is transferring information from one material entity to another. This can be by way of a material or energy connecting the entity or by transporting the material bearing the information between the locations. [Allotrope] |  |  |  | transferring | http://purl.allotrope.org/ontologies/process#AFP_0003314
communication device |  |  | equipment | A communication device is a device that has the function to communicate (transport information). [Allotrope] |  |  |  | device | http://purl.allotrope.org/ontologies/equipment#AFE_0002235
communication facet |  |  | result | A facet that is about communication channels. [Allotrope] |  |  |  | facet | http://purl.allotrope.org/ontologies/result#AFR_0001082
comparative CT qPCR experiment | comparative cycle threshold qPCR experiment; comparative CT experiment; ∆∆CT |  | process | A comparative CT experiment is an experiment using qPCR that determines relative target quantity in samples. Samples are compared to a normalized target quantity to determine relative quantity of the sample. [Allotrope] | comparative CT |  |  | qPCR experiment | http://purl.allotrope.org/ontologies/process#AFP_0003777
comparing | comparison |  | process | The observation or assessment of the similarities or dissimilarities between two things. [Allotrope] |  |  |  | producing | http://purl.allotrope.org/ontologies/process#AFP_0003599
compartment |  |  | equipment | A separate enclosed physical section of a device that can contain other devices. [Allotrope] |  |  |  | device region | http://purl.allotrope.org/ontologies/equipment#AFE_0000322
compartment temperature |  |  | result | A compartment temperature is a quality quantification facet quantifying the temperature of some compartment. [Allotrope] |  |  |  |  | http://purl.allotrope.org/ontologies/result#AFR_0002549
completed state | is completed; completed |  | process | A completed state is a state during which a planned process has run to completion and the device or service is waiting for a reset that cause the state to change to an idle state. [Allotrope] |  |  |  | process state | http://purl.allotrope.org/ontologies/process#AFP_0003668
complex factor |  |  | result | A factor with a complex number as value. [Allotrope] |  |  |  | factor | http://purl.allotrope.org/ontologies/result#AFR_0000925
component role | component |  | role | An granular part of an object aggregate that plays the role of a system. [Allotrope] |  |  |  |  | http://purl.allotrope.org/ontologies/role#AFRL_0000096
component specification |  |  | result | A component specification is a part specification about the components of a system. [Allotrope] |  |  |  | part specification | http://purl.allotrope.org/ontologies/result#AFR_0001639
composition | content; compositionality; structure |  |  | A single physical entity inhering in an bearer by virtue of the bearer's quantities or relative ratios of subparts. [PATO] |  |  | calcium composition (which may inhere in bone); haemoglobin composition (which may inhere in blood). | structure | http://purl.obolibrary.org/obo/PATO_0000025
compressibility correction factor unit |  |  |  | A unit for the correction factor used in chromatography for the compressibility of the mobile phase. |  |  |  |  | http://purl.allotrope.org/ontology/qudt-ext/schema#CompressibilityCorrectionFactorUnit
compression |  |  | process | Compression is the act of reducing volume by applying a force. [Allotrope] |  |  | In the case of tablets it is the act of forming a solid plug from individual powder / granule components. | decrementing | http://purl.allotrope.org/ontologies/process#AFP_0002843
compression device |  |  | equipment | A compression device is a device that is designed to compress to volume of material by applying force. [Allotrope] |  |  |  | device | http://purl.allotrope.org/ontologies/equipment#AFE_0002256
computer | desktop computer |  | equipment | A computer is a general-purpose device that can be programmed to carry out a set of arithmetic or logical operations automatically. Since a sequence of operations can be readily changed, the computer can solve more than one kind of problem. [Wikipedia] |  |  |  | device | http://purl.allotrope.org/ontologies/equipment#AFE_0001695
concentrated |  |  |  | A concentration that is relatively high. [Allotrope] |  |  |  | concentration (quality) | http://purl.obolibrary.org/obo/PATO_0001159
concentrating | preconcentration |  | process | A preparative step where the concentration of one component is increased. [CHMO] |  |  |  | incrementing | http://purl.allotrope.org/ontologies/process#AFP_0002185
concentration | concentration (datum) |  | result | A concentration (datum) is a quantification facet that quantifies a quality inhering in a substance by virtue of the amount of the bearer's there is mixed with another substance. [Allotrope] |  |  |  | quality quantification facet | http://purl.allotrope.org/ontologies/result#AFR_0002036
concentration (quality) |  |  |  | Concentration is a molecular quality inhering in a substance by virtue of the amount of the bearer's there is mixed with another substance. [PATO] |  | Green Book, 2nd ed.: IUPAC Quantities, Units and Symbols in Physical Chemistry. Second Edition, Blackwell Scientific Publications, Oxford, 1993. |  | chemical substance quality | http://purl.obolibrary.org/obo/PATO_0000033
concentration measurement |  |  | process | An concentration measurement is the determination of the concentration of a compound in solution. [Allotrope] |  |  | simple read, i.e. simple measurement at a defined wavelength; protein concentration measurement; quick slope, linearity measurement, UV measurement in which the cell pathlength is varied. [Allotrope]. | measuring | http://purl.allotrope.org/ontologies/process#AFP_0002800
concentration process profile | concentration profile |  | process | A concentration process profile is a quality process profile that tracks some concentration. [Allotrope] |  |  |  |  | http://purl.allotrope.org/ontologies/process#AFP_0003797
concentration profile | concentration profile result |  | result | A concentration profile is a profile that quantifies the concentration of a material entity over time. [Allotrope] |  |  |  | profile | http://purl.allotrope.org/ontologies/result#AFR_0002365
concentration ratio configuration | concentration ratio setting |  | quality | A concentration ratio configuration is a device configuration of a fluid controlling or monitoring device, that controls or monitors the concentration ratio of a mixture at the site of some system component. [Allotrope] |  |  |  |  | http://purl.allotrope.org/ontologies/quality#AFQ_0000240
concentration ratio setting |  |  | result | A concentration ratio setting is a setting that specifies some concentration ratio configuration of a fluid controlling or monitoring device, that controls or monitors the concentration ratio of a mixture at the site of some system component. [Allotrope] |  |  |  |  | http://purl.allotrope.org/ontologies/result#AFR_0001659
concept datum | concept facet |  | result | A concept datum is a classification datum that classifies a thing by a SKOS concept. [Allotrope] |  |  |  |  | http://purl.allotrope.org/ontologies/result#AFR_0001279
condenser lens |  |  | equipment | A condenser lens is a lens with the function to converge a radiation beam to a defined beam size. [Allotrope] |  |  |  | lens | http://purl.allotrope.org/ontologies/equipment#AFE_0002262
condenser lens voltage setting |  |  | result | A condenser lens voltage setting is voltage setting specifying the voltage of some condenser lens. [Allotrope] |  |  |  | voltage setting | http://purl.allotrope.org/ontologies/result#AFR_0002469
condition |  |  | common | A condition is an information content entity that is about the portion of reality under which something occurs or is valid. The condition is limited by its scope and may have preconditions. It restricts the possible realizations. [Allotrope] |  |  |  | proposition | http://purl.allotrope.org/ontologies/common#AFC_0000090
condition role | conditional role |  | role | Condition role is a contextual role of an information object that specifies a prerequisite. [Allotrope] |  |  |  | contextual role | http://purl.allotrope.org/ontologies/role#AFRL_0000004
conductivity (quality) | conductivity |  |  | A physical quality inhering in a bearer by virtue of the bearer's disposition to transmit of an entity through a medium. [PATO] |  |  | Examples could be heat or electricity or sound. |  | http://purl.obolibrary.org/obo/PATO_0001585
conductometry | conductimetry |  | process | Conductometry is the measurement of the conductance of a solution as a function of concentration. Measurements are made indirectly across the resistance of the solution with alternating current. [CHMO] |  |  |  | measuring | http://purl.allotrope.org/ontologies/process#AFP_0000525
configuration | physique; constitution; structure |  | realizable | A specific combination of qualities that the bearer realizes at some time. [Allotrope] |  |  |  | situation | http://purl.allotrope.org/ontologies/realizable#AFRE_0000004
configuration process profile |  |  | process | A configuration process profile is a quality process profile that tracks the configuration of a system or device. [Allotrope] |  |  |  |  | http://purl.allotrope.org/ontologies/process#AFP_0003801
configuration specification |  |  | result | A configuration specification is a situation specification that is about a realized configuration inhered in a specification target. [Allotrope] |  |  |  | situation specification | http://purl.allotrope.org/ontologies/result#AFR_0001058
conformance assessment |  |  | result | A conformance assessment is an assessment about whether two sources of data conform. [Allotrope] |  |  |  | assessment | http://purl.allotrope.org/ontologies/result#AFR_0001991
conglomerate association state | conglomerate |  | quality | A conglomerate association state is an association state where the primary particles associate as a collection of different types of particle. [Allotrope] |  |  |  | association state (quality) | http://purl.allotrope.org/ontologies/quality#AFQ_0000308
connected state | being connected; is connected |  | process | A state s with participating materials m1 and m2 and m1 is connected to m2. [Allotrope] |  |  |  | mereotopological state | http://purl.allotrope.org/ontologies/process#AFP_0003457
connecting |  |  | process | Connecting is bringing two or more topological flows into connection. [Allotrope, NIST] |  |  |  | combining | http://purl.allotrope.org/ontologies/process#AFP_0003354
connecting device |  |  | equipment | A connecting device is a device that has the function to connect things. [Allotrope] |  |  |  | device | http://purl.allotrope.org/ontologies/equipment#AFE_0002227
consequence | effect |  | role | Consequence is the causal role of an information content entity that is about something causally resultant from another thing. [Allotrope] |  |  |  | causal role | http://purl.allotrope.org/ontologies/role#AFRL_0000056
constant flow rate mobile phase delivery |  |  | process | Constant flow rate mobile phase delivery is a mobile phase delivery process whereby the mobile phase is delivered by maintaining a constant flow rate of the mobile phase. [Allotrope] |  |  |  | mobile phase delivery | http://purl.allotrope.org/ontologies/process#AFP_0003748
constant pressure mobile phase delivery |  |  | process | Constant pressure mobile phase delivery is a mobile phase delivery process whereby the mobile phase is delivered by maintaining a constant pressure of the mobile phase. [Allotrope] |  |  |  | mobile phase delivery | http://purl.allotrope.org/ontologies/process#AFP_0003715
constant quality process profile |  |  | process | A constant quality process profile is a quality process profile where the tracked quality does not change. [Allotrope] |  |  | A solid material has a constant state of matter quality profile when it does not melt or sublimate. [Allotrope] |  | http://purl.allotrope.org/ontologies/process#AFP_0003818
constant quality state | steady (state); steady quality state; being steady; unchanging (state); being stable; stable (state); unchanging quality state; remaining unchanged; stable quality state |  | process | A constant quality state is a quality state where the quality does not change. [Allotrope] |  |  | being red; being solid |  | http://purl.allotrope.org/ontologies/process#AFP_0003817
consuming | consumption |  | process | A process where a essential material entity participant ceases to exist at the end and it was existing at the start. [Allotrope] |  |  |  | activity | http://purl.allotrope.org/ontologies/process#AFP_0003316
consuming energy | energy consumption; collecting energy |  | process | Consuming energy is a consuming that consumes energy. [Allotrope] |  |  |  | consuming | http://purl.allotrope.org/ontologies/process#AFP_0003318
consuming signal |  |  | process | Consuming signal is consuming of signals. [Allotrope] |  |  |  | consuming | http://purl.allotrope.org/ontologies/process#AFP_0003554
container | vessel |  | equipment | A device that has the function to contain material. [Allotrope] |  |  | box, can, plate, rack; tray, flask, vial | device | http://purl.allotrope.org/ontologies/equipment#AFE_0000407
container diameter |  |  | result | A container diameter is a diameter of some container. [Allotrope] |  |  |  |  | http://purl.allotrope.org/ontologies/result#AFR_0002625
container height |  |  | result | A container height is a height of some container. [Allotrope] |  |  |  |  | http://purl.allotrope.org/ontologies/result#AFR_0002624
container identifier |  |  | result | A container identifier is an identifier that identifies some container. [Allotrope] |  |  |  |  | http://purl.allotrope.org/ontologies/result#AFR_0002425
container shape |  |  | result | A container shape is a classification datum that classifies the shape of some container. [Allotrope] |  |  |  |  | http://purl.allotrope.org/ontologies/result#AFR_0002623
container state description |  |  | result | Container state description is a state facet that describes the state of the container used in the measurement run. [Allotrope] | The container's material is not a container state. [Allotrope] |  | A container state can be opened or closed. [Allotrope] |  | http://purl.allotrope.org/ontologies/result#AFR_0001993
container type |  |  | result | Container type is a classification datum that classifies the type of container used. [Allotrope] |  |  |  |  | http://purl.allotrope.org/ontologies/result#AFR_0001987
containing |  |  | process | Containing is the state of keeping an object in the inside of a cavity. [Allotrope] |  |  |  | mereotopological state | http://purl.allotrope.org/ontologies/process#AFP_0003623
containing state | being contained |  | process | The state of keeping a flow within spatial limits. [Allotrope] |  |  | A vacuum bag contains debris vacuumed from a house. [NIST] | storing state | http://purl.allotrope.org/ontologies/process#AFP_0003306
content specification |  |  | result | A content specification is a part specification that specifies a contained portion of material of a container. [Allotrope] |  |  |  | part specification | http://purl.allotrope.org/ontologies/result#AFR_0002031
contextual role |  |  | role | A contextual role is a representation of a specific interpretation of the information content object or of the circumstances that the information content object is referencing to. [Allotrope] |  |  | result of a measurement; objective of a specification; parameter of a calculation | information content entity | http://purl.allotrope.org/ontologies/role#AFRL_0000166
continuant |  |  |  | A continuant is an entity that persists, endures, or continues to exist through time while maintaining its identity. [BFO] |  |  |  | entity | http://purl.obolibrary.org/obo/BFO_0000002
continuant fiat boundary |  |  |  | B is a continuant fiat boundary if b is an immaterial entity that is of zero, one or two dimensions and does not include a spatial region as part. [BFO] |  |  |  | immaterial entity | http://purl.obolibrary.org/obo/BFO_0000140
continuous phase role | continuous phase; continuous medium role; continuous medium |  | role | The continuous phase role is the dispersion role of a portion of material constituting the medium, a phase that exhibits continuity throughout the dispersion. [NIST] |  | https://ws680.nist.gov/publication/get_pdf.cfm?pub_id=850489 |  | dispersion role | http://purl.allotrope.org/ontologies/role#AFRL_0000272
contributor |  |  | audit | A contributor is a role of a person in an audit trail. The contributor gave some content to the electronic record. [Allotrope] |  |  |  | agent role | http://purl.allotrope.org/ontologies/audit#Contributor
control command | set command |  | result | A control command is an action specification that specifies a setting to be set by a controlling process. [Allotrope] |  |  |  | action specification | http://purl.allotrope.org/ontologies/result#AFR_0001635
control profile setting |  |  | result | A control profile setting is a profile setting that specifies how a system's configuration is controlled over time. [Allotrope] |  |  |  | profile setting | http://purl.allotrope.org/ontologies/result#AFR_0002415
control sample role | control; control sample |  | role | An control sample role is a sample role of a material that does contain a known amount of analyte for control purposes. [Allotrope] |  |  |  | sample role | http://purl.allotrope.org/ontologies/role#AFRL_0000253
control setting | control parameter |  | result | A control setting is a setting that controls how a process is executed by some system. [Allotrope] |  |  |  | setting | http://purl.allotrope.org/ontologies/result#AFR_0001243
controlled lab reactor | CLR; controlled laboratory reactor |  | equipment | A controlled lab reactor is a reactor that maintains temperature and other reaction parameters and has measuring devices. [Allotrope] | In chemistry, a Controlled Lab Reactor or CLR is any reaction system where there is an element of automated control. Generally these devices refers to a jacketed glass vessel where a circulating chiller unit pumps a thermal control fluid through the jacket to accurately control the temperature of the vessel contents. Additional to this, it is common to have a series of sensors (temperature, pH, pressure) measuring and recording parameters about the reactor contents. It is additionally possible to control pumps to act on the reactor. [Wikipedia] | https://en.wikipedia.org/wiki/Controlled_lab_reactor |  | reactor | http://purl.allotrope.org/ontologies/equipment#AFE_0001519
controlled object role | controlled object; control target; control target role |  | role | Controlled object is the role of a material entity that is being controlled by a controller in a controlling process. [Allotrope] |  |  |  | controlling role | http://purl.allotrope.org/ontologies/role#AFRL_0000297
controller | regulator |  | equipment | A device that has the function to control some quality or process. [Allotrope] |  |  |  | device | http://purl.allotrope.org/ontologies/equipment#AFE_0002148
controller configuration | controller setting; control setting |  | quality | A controller configuration is a device configuration of a controller, that directly influences the controlling process done by the controller towards a goal. [Allotrope] |  |  |  | system configuration | http://purl.allotrope.org/ontologies/quality#AFQ_0000204
controller role | controller |  | role | Controller role is a controlling role of some material entity that is controlling some other object or a process. [Allotrope] |  |  |  | controlling role | http://purl.allotrope.org/ontologies/role#AFRL_0000005
controlling |  |  | process | Controlling is changing or regulating a flow in its magnitude. [NIST, Allotrope] |  |  |  | activity | http://purl.allotrope.org/ontologies/process#AFP_0003359
controlling role |  |  | role | A role of a participant in a controlling process. [Allotrope] |  |  |  |  | http://purl.allotrope.org/ontologies/role#AFRL_0000296
conversion (quality) | conversion |  | quality | Conversion is a reaction composition quality dependent on the fraction of reactant remaining. [Allotrope] |  | https://en.wikipedia.org/wiki/Conversion_(chemistry) |  | reaction composition | http://purl.allotrope.org/ontologies/quality#AFQ_0000226
conversion device | converting device |  | equipment | A conversion device is a device that has the function to convert something. [Allotrope] |  |  |  | device | http://purl.allotrope.org/ontologies/equipment#AFE_0002229
conversion spectrum | conversion spectra |  | result | A plot of a quantity related to the absorption, for example absorbance or cross section, multiplied by the quantum yield for the process considered against a measure of photon energy such as frequency, wavenumber or wavelength. [CHMO] |  |  |  | data distribution function | http://purl.allotrope.org/ontologies/result#AFR_0000044
converting |  |  | process | Converting is a process that changes from one form of a flow (material, energy, signal) to another. [NIST] |  |  |  | activity | http://purl.allotrope.org/ontologies/process#AFP_0003565
converting energy | transducing |  | process | Changing from one form of a flow energy to another. [NIST] |  |  | A motor converts energy into mechanical energy. | converting | http://purl.allotrope.org/ontologies/process#AFP_0003416
converting material |  |  | process | Changing from one form of a flow material to another. [NIST] |  |  |  | converting | http://purl.allotrope.org/ontologies/process#AFP_0003566
coolant role | coolant; heat transfer fluid; cooling medium |  | role | A role of a material that acts as a heat sink as it undergoes a phase change. [Allotrope] |  | https://en.wikipedia.org/wiki/Coolant |  | cooling role | http://purl.allotrope.org/ontologies/role#AFRL_0000506
cooling |  |  | process | The transfer of thermal energy from a material to its surrounding environment. [CHMO] |  |  |  | decrementing | http://purl.allotrope.org/ontologies/process#AFP_0001478
cooling device | chiller; cooler |  | equipment | A kind of heat exchanger or radiator designed to remove excess heat. [Wikipedia] |  |  |  | device | http://purl.allotrope.org/ontologies/equipment#AFE_0000785
cooling role |  |  | role | A changing role is a role realized in some cooling process. [Allotrope] |  |  |  |  | http://purl.allotrope.org/ontologies/role#AFRL_0000505
coordinate |  |  | result | A coordinate is a scalar as component of a vector or tuple in a coordinate system specifying a point in space. [Allotrope] |  |  |  |  | http://purl.allotrope.org/ontologies/result#AFR_0002485
coordinate role | coordinate |  | role | A coordinate role is a contextual role of a scalar as component of a vector or tuple in a coordinate system specifying a point in space. [Allotrope] |  |  |  | mathematical role | http://purl.allotrope.org/ontologies/role#AFRL_0000280
corrected peak area |  |  | result | A corrected peak area is a peak area corrected for some relative response factor. [Allotrope] |  |  |  | peak area | http://purl.allotrope.org/ontologies/result#AFR_0002774
correlation coefficient |  |  | result | A correlation coefficient is a numerical measure of some type of correlation, meaning a statistical relationship between two variables. [Wikipedia] |  | https://en.wikipedia.org/wiki/Correlation_coefficient |  | statistical facet | http://purl.allotrope.org/ontologies/result#AFR_0001818
coulometer | voltameter |  | equipment | Any piece of apparatus used to measure electric charge. [CHMO] |  |  |  | measurement device | http://purl.allotrope.org/ontologies/equipment#AFE_0000855
coulometric titration |  |  | process | Coulometric titration is the process of determining the quantity of a sample by adding measured increments of a titrant until the end-point, at which essentially all of the sample has reacted, is reached. In a coulometric titration the titrant is generated electrochemically by passing a constant current through an electrolyte. [CHMO] |  |  |  |  | http://purl.allotrope.org/ontologies/process#AFP_0000304
coulometry |  |  | process | An electrochemical technique where the total Coulombs of electricity required to complete (fully oxidize or fully reduce the sample in) an electrochemical reaction is measured. [CHMO] |  |  |  | measuring | http://purl.allotrope.org/ontologies/process#AFP_0001955
count | count (datum); count datum; count facet |  | result | A datum that has non-negative integer values that is about the number of discrete things. [Allotrope] |  |  |  |  | http://purl.allotrope.org/ontologies/result#AFR_0000984
count fraction | count fraction (datum) |  | result | The count fraction (datum) is a quality quantification facet that quantifies the fraction pertaining the number of object of a constituent divided by the total number of objects of all constituents in the object aggregate. [Allotrope] | Definition is generalized to cover any count fraction, but usually it applies to particles in a mixture. [Allotrope] |  |  | ratio quantification facet | http://purl.allotrope.org/ontologies/result#AFR_0002197
count fraction (quality) |  |  | quality | The count fraction is a quality pertaining the number of particles of a constituent divided by the total number of particles of all constituents in the mixture. [Allotrope] |  |  |  | fraction (quality) | http://purl.allotrope.org/ontologies/quality#AFQ_0000291
country name |  |  | result | A country name is a location facet that denotes a country. [Allotrope] |  |  |  | location facet | http://purl.allotrope.org/ontologies/result#AFR_0001064
counts |  |  | result | Counts are like ratio scale that they have a zero point but there are no meaningful fractional units. [Allotrope] |  |  |  | level of measurement | http://purl.allotrope.org/ontologies/result#AFR_0000915
coupling |  |  | process | Coupling is connecting together material such that the members are still distinguishable from each other. [NIST] |  |  |  | connecting | http://purl.allotrope.org/ontologies/process#AFP_0003356
coupling device | coupler |  | equipment | A device that has the function to couple things. [Allotrope] |  |  |  | connecting device | http://purl.allotrope.org/ontologies/equipment#AFE_0002151
covered state | is covered |  | process | Covered state is a connected state where something is located on the surface of another thing and prevents some kind of material or energy flow through that surface. [Allotrope] |  |  |  | connected state | http://purl.allotrope.org/ontologies/process#AFP_0003745
covering |  |  | process | Covering is a joining process where the joining is on to the surface in such way that it is preventing some kind of material or energy flow through that surface. [Allotrope] |  |  |  | joining | http://purl.allotrope.org/ontologies/process#AFP_0003746
covering device |  |  | equipment | A covering device is a device that has the function to cover something. [Allotrope] |  |  |  | coupling device | http://purl.allotrope.org/ontologies/equipment#AFE_0002225
creation time |  |  | result | A creation time is the time when an entity was created. [Allotrope] |  |  |  |  | http://purl.allotrope.org/ontologies/result#AFR_0002755
creator |  |  | audit | A creator is a role of a person in an audit trail. The creator generated the electronic record. [Allotrope] |  |  |  | agent role | http://purl.allotrope.org/ontologies/audit#Creator
cryogenic coolant cut-over setting |  |  | result | An instrument setting indicating at what temperature the control system should engage a cryogenic coolant for cooling. [Allotrope] |  |  |  | temperature setting | http://purl.allotrope.org/ontologies/result#AFR_0001921
cubic interpolation algorithm |  |  | result | An interpolation algorithm using cubic polynomials. [Allotrope] |  |  |  | polynomial interpolation algorithm | http://purl.allotrope.org/ontologies/result#AFR_0000896
cumulative count | cumulative count datum; cumulative count (datum) |  | result | A cumulative count (datum) is a count that has non-negative integer values that is about the cumulative number of discrete things. [Allotrope] |  |  |  | count | http://purl.allotrope.org/ontologies/result#AFR_0002132
cumulative distribution percentage |  |  | result | A cumulative distribution percentage is a statistical facet that describes the percentage of population members meeting a given condition. [Allotrope] |  |  |  | statistical facet | http://purl.allotrope.org/ontologies/result#AFR_0002194
cumulative particle density |  |  | result | A cumulative particle density is a scalar quantity datum that quantifies the number density of particles meeting a given criterion. [Allotrope] |  |  |  |  | http://purl.allotrope.org/ontologies/result#AFR_0002495
cumulative particle density (quality) |  |  | quality | A cumulative particle density is the number density of particles meeting a given criterion. [Allotrope] |  |  |  | particle density (quality) | http://purl.allotrope.org/ontologies/quality#AFQ_0000328
curator |  |  | audit | A curator is a role of a person in an audit trail, who curates the electronic record. [Allotrope] |  |  |  | contributor | http://purl.allotrope.org/ontologies/audit#Curator
current configuration |  |  | quality | A current configuration is a device configuration of a current controlling or monitoring device, that controls or monitors the target electric current at the site of some system component. [Allotrope] |  |  |  |  | http://purl.allotrope.org/ontologies/quality#AFQ_0000314
current setting |  |  | result | A current setting is a setting that specifies some current configuration of a current controlling or monitoring device, that controls or monitors the target electric current at the site of some system component. [Allotrope] |  |  |  |  | http://purl.allotrope.org/ontologies/result#AFR_0002316
curve fitting |  |  |  | Curve fitting is a data transformation that is the process of constructing a curve, or mathematical function, that has the best fit to a series of data points, possibly subject to constraints. [Wikipedia] |  |  |  | data transformation | http://purl.obolibrary.org/obo/OBI_0200072
custom information aggregate document |  |  | result | A custom information aggregate document is a document that aggregates custom information documents. [Allotrope] |  |  |  |  | http://purl.allotrope.org/ontologies/result#AFR_0002858
custom information document |  |  | result | A custom information document is a document that about some labeled information entity for which limited meaning and/or context is known. [Allotrope] |  |  | Information placed by a user in acquisition or processing software in a field that is ambiguously defined by the software ( e.g. ‘SPARE FIELD 1’). This allows the information tag and value to be unambiguously linked and therefore retrieved by those with knowledge into its use for the data being interrogated. [Allotrope] |  | http://purl.allotrope.org/ontologies/result#AFR_0002764
cycle count |  |  | result | A cycle count is a count of the number of iterations of a repeated process. [Allotrope] |  |  |  | count | http://purl.allotrope.org/ontologies/result#AFR_0002311
cycle threshold result (qPCR) | cycle threshold result |  | result | A cycle threshold result is an qPCR assay result that records the cycle at which the threshold was passed. [Allotrope] |  |  |  |  | http://purl.allotrope.org/ontologies/result#AFR_0002246
cycle threshold value setting (qPCR) | cycle threshold value setting |  | result | A cycle threshold value setting is a setting that sets the threshold value used for automatic qPCR cycle threshold determination. [Allotrope] |  |  |  |  | http://purl.allotrope.org/ontologies/result#AFR_0002236
cyclic rate process profile | cyclic rate profile |  | process | A cyclic rate profile is a rate profile of a process that follows a cyclic pattern. [Allotrope] |  |  |  | rate process profile | http://purl.allotrope.org/ontologies/process#AFP_0003455
cyclic scale |  |  | result | A cyclic scale is a type of measurement scale that classifies values based on recurring intervals. [Allotrope] |  |  | angle; weekday; orientation | level of measurement | http://purl.allotrope.org/ontologies/result#AFR_0000914
cylinder length (quality) | cylinder length |  | quality | Quality of a material entity of cylindrical or tubular shape which describes its length along its main (non-circular) dimension. [Allotrope] |  |  |  | length (quality) | http://purl.allotrope.org/ontologies/quality#AFQ_0000020
damper |  |  | equipment | A damper is an inhibition device that deadens, restrains, or depresses. [Wikipedia] |  |  |  | inhibition device | http://purl.allotrope.org/ontologies/equipment#AFE_0000471
dark background correction active | dark background correction (primary) |  | result | Dark background correction enabled is a setting for a Raman detector that controls whether compensation for background signals without illumination is active. [Allotrope] |  |  |  | Raman spectrometer setting | http://purl.allotrope.org/ontologies/result#AFR_0001596
data acquisition |  |  | process | Data acquisition is the process of sampling signals that measure real world physical conditions and converting the resulting samples into digital numeric values that can be manipulated by a computer. [Wikipedia] |  |  |  | collecting | http://purl.allotrope.org/ontologies/process#AFP_0003095
data acquisition device |  |  | equipment | A device to acquire signals or data. [Allotrope] |  |  |  | device | http://purl.allotrope.org/ontologies/equipment#AFE_0000555
data aggregation |  |  | process | Data aggregation is a data reduction that applies an aggregating function on the data to produce an aggregated (summary) datum from a collection of data items. [Allotrope] |  |  | averaging; totaling a sum | data reduction | http://purl.allotrope.org/ontologies/process#AFP_0003656
data apodization | data massaging |  | process | A term used meaning the processing and manipulation of the spectral data produced for the purposes of improving spectral appearance, change the signal to noise ratio (S/N), or resolution. The term is often collectively used in conjunction with line broadening, sharpening, averaging, smoothing. [Allotrope] |  |  |  | data transformation | http://purl.allotrope.org/ontologies/process#AFP_0002296
data collection | data aggregation; collecting data; aggregating data |  | process | A data transformation that assigns some data to a collection. [Allotrope] |  |  |  | data transformation | http://purl.allotrope.org/ontologies/process#AFP_0003581
data cube | data set; DataSet; dataset |  |  | Represents a collection of observations, possibly organized into various slices, conforming to some common dimensional structure. [QB] |  |  |  |  | http://purl.org/linked-data/cube#DataSet
data cube identifier |  |  | result | A data cube identifier is an identifier for a data cube. A data cube is a multi-dimensional dataset conforming to the W3C DataCube specification (https://www.w3.org/TR/vocab-data-cube/). [Allotrope] |  |  |  |  | http://purl.allotrope.org/ontologies/result#AFR_0002059
data distribution function |  |  | result | A description of distribution of a quantity with respect to a set of parameters. [Allotrope] |  |  |  | description | http://purl.allotrope.org/ontologies/result#AFR_0001060
data extraction |  |  | process | Data extraction is a data transformation process whereby specific data is taken out of a larger set of data and presented in a usable format. [Allotrope] |  |  |  | data transformation | http://purl.allotrope.org/ontologies/process#AFP_0003722
data flow specification | information flow specification |  | result | A data flow specification is a flow specification about how information is exchanged between processes. [Allotrope] |  |  |  | flow specification | http://purl.allotrope.org/ontologies/result#AFR_0001560
data format conversion software |  |  | result | A data format conversion software is a software the converts data into a specified target format. [Allotrope] |  |  |  |  | http://purl.allotrope.org/ontologies/result#AFR_0002801
data format specification |  |  |  | A data format specification is the information content borne by the document published defining the specification. [IAO] |  |  | The ISO document specifying what encompasses an XML document; The instructions in a XSD file [IAO] | specification | http://purl.obolibrary.org/obo/IAO_0000098
data format specification type |  |  | result | A data format specification type is a classification datum that classifies the data format used to store data. [Allotrope] |  |  | Centroid or profile data in mass spectometry |  | http://purl.allotrope.org/ontologies/result#AFR_0002657
data input role | data input |  | role | Data input role is a type of contextual role of an information artifact that is the input of a process. [Allotrope] |  |  |  | processing role | http://purl.allotrope.org/ontologies/role#AFRL_0000044
data output role | data output; result |  | role | Data output role is a type of contextual role of an information artifact that is the output of a process. [Allotrope] |  |  |  | processing role | http://purl.allotrope.org/ontologies/role#AFRL_0000043
data point |  |  | result | A data point is the single point in a coordinate space. [Allotrope] |  |  |  | description | http://purl.allotrope.org/ontologies/result#AFR_0000186
data processing aggregate document |  |  | result | A data processing aggregate document is a document that aggregates data processing documents. [Allotrope] |  |  |  |  | http://purl.allotrope.org/ontologies/result#AFR_0002654
data processing description |  |  | result | A data processing description is a description of some data processing operation. [Allotrope] |  |  |  |  | http://purl.allotrope.org/ontologies/result#AFR_0002660
data processing document |  |  | result | A data processing document is a document that encompasses the metadata associated with a data processing operation. [Allotrope] |  |  |  |  | http://purl.allotrope.org/ontologies/result#AFR_0002655
data processing method |  |  | result | A data processing method is a plan specification that specifies how data processing process is to be executed. [Allotrope] |  |  |  |  | http://purl.allotrope.org/ontologies/result#AFR_0002175
data processing omission setting |  |  | result | A data processing omission setting is a data processing setting that marks whether the related dataset should be excluded from some data processing. [Allotrope] |  |  |  | data processing setting | http://purl.allotrope.org/ontologies/result#AFR_0002497
data processing setting |  |  | result | A data processing setting is a setting that controls how a data processing process is executed by some system. [Allotrope] |  |  |  |  | http://purl.allotrope.org/ontologies/result#AFR_0001696
data processing time |  |  | result | Data processing time is the time when a data processing starts. [Allotrope] |  |  |  | time | http://purl.allotrope.org/ontologies/result#AFR_0002095
data processing type |  |  | result | A data processing type is a classification datum that classifies the type of data processing performed. [Allotrope] |  |  |  |  | http://purl.allotrope.org/ontologies/result#AFR_0002656
data reduction | reducing data |  | process | Data reduction is the transformation of numerical or alphabetical digital information derived empirically or experimentally into a corrected, ordered, and/or simplified form. [Wikipedia] |  | https://en.wikipedia.org/wiki/Data_reduction |  | data transformation | http://purl.allotrope.org/ontologies/process#AFP_0003655
data source aggregate document |  |  | result | A data source aggregate document is a document that aggregates data source documents. [Allotrope] |  |  |  |  | http://purl.allotrope.org/ontologies/result#AFR_0002894
data source document |  |  | result | A data source document is a document that encompasses the information associated with some data with the role of data input. [Allotrope] |  |  |  |  | http://purl.allotrope.org/ontologies/result#AFR_0002895
data source feature |  |  | result | A data source feature is a facet that defines the feature with the role of a description or classification of a property, characteristic or facet of some data with the role of data input. [Allotrope] |  |  |  |  | http://purl.allotrope.org/ontologies/result#AFR_0002898
data source identifier |  |  | result | A data source identifier is an identifier that identifies some data with the role of data input. [Allotrope] |  |  |  |  | http://purl.allotrope.org/ontologies/result#AFR_0002896
data system | information technology system; IT system; cyber-physical system |  | equipment | A data system is an artificial system of physical devices and software running on it designed to process information or control. [Allotrope] |  |  |  | artificial system | http://purl.allotrope.org/ontologies/equipment#AFE_0002232
data system document |  |  | result | A data system document is a document that encapsulates the information associated with some data system. [Allotrope] |  |  |  |  | http://purl.allotrope.org/ontologies/result#AFR_0002771
data system instance identifier |  |  | result | A data system instance identifier is an identifier that identifies an instance of some data system. [Allotrope] |  |  |  |  | http://purl.allotrope.org/ontologies/result#AFR_0002772
data transformation | data processing |  | process | A converting process that converts the signals from one form into another by changing its content. [Allotrope] |  |  |  | converting | http://purl.allotrope.org/ontologies/process#AFP_0003598
data update |  |  | audit | A data update is a description of individual data changes within an electronic record, that cannot be otherwise described by a remove / add combination. [Allotrope] |  |  |  |  | http://purl.allotrope.org/ontologies/audit#DataUpdate
data validity |  |  | result | A data validity is a qualification about the suitability of some data for a specified purpose. [Allotrope] |  |  |  | qualification | http://purl.allotrope.org/ontologies/result#AFR_0002449
data validity assessment |  |  | result | A data validity assessment is an assessment about the validity of some data for a specified purpose. [Allotrope] |  |  |  |  | http://purl.allotrope.org/ontologies/result#AFR_0002428
data validity code |  |  | result | A data validity code is an code that indicates the validity of some data. [Allotrope] |  |  |  |  | http://purl.allotrope.org/ontologies/result#AFR_0002429
database |  |  | result | A database is an organized collection of data, generally stored and accessed electronically from a computer system. Where databases are more complex they are often developed using formal design and modeling techniques. [Wikipedia] |  | https://en.wikipedia.org/wiki/Database |  |  | http://purl.allotrope.org/ontologies/result#AFR_0002040
database primary key | primary key |  | result | A database primary key is an identifier of a database record. [Allotrope] |  |  |  |  | http://purl.allotrope.org/ontologies/result#AFR_0002041
database record |  |  | result | A database record is an electronic record that is stored in a database. [Allotrope] |  |  |  | electronic record | http://purl.allotrope.org/ontologies/result#AFR_0002039
datum label |  |  |  | A label is a symbol that is part of some other datum and is used to either partially define the denotation of that datum or to provide a means for identifying the datum as a member of the set of data with the same label [IAO] |  |  |  | symbol | http://purl.obolibrary.org/obo/IAO_0000009
dead |  |  |  | A viability quality inhering in a bearer by virtue of the cessation of the bearer's life. [PATO] |  |  |  | viability (quality) | http://purl.obolibrary.org/obo/PATO_0001422
dead cell count | dead count |  | result | Dead cell count is a cell counter result data that states the number of dead cells that were counted in the cell counting assay. [Allotrope] |  |  |  | cell counter result datum | http://purl.allotrope.org/ontologies/result#AFR_0002048
dead cell count (quality) | dead cell count |  | quality | Dead cell count is the cell count of the partition of dead cells. [Allotrope] |  |  |  | cell count | http://purl.allotrope.org/ontologies/quality#AFQ_0000187
dead cell density (cell counter) | dead density; dead cell density |  | result | Dead cell density is a cell counter result data that quantifies the number density of the dead cells in the sample in the cell counting assay. [Allotrope] |  |  |  | cell counter result datum | http://purl.allotrope.org/ontologies/result#AFR_0002865
dead cell density (quality) | dead cell density |  | quality | Dead cell density is the cell density of the partition of dead cells. [Allotrope] |  |  |  | cell density | http://purl.allotrope.org/ontologies/quality#AFQ_0000361
debris role | debris |  | role | Debris is a role of material to be waste. [Allotrope] |  |  |  |  | http://purl.allotrope.org/ontologies/role#AFRL_0000221
deciding |  |  | process | Deciding is making a choice from a set of alternatives. [Allotrope] |  |  |  | producing | http://purl.allotrope.org/ontologies/process#AFP_0003644
decision |  |  | result | A decision is a proposition that is a choice made from a set of alternative propositions. [Allotrope] |  |  |  | proposition | http://purl.allotrope.org/ontologies/result#AFR_0001494
decreasing quality process profile |  |  | process | An decreasing quality process profile is a quality process profile where the tracked determinate quality is continuously decreasing in magnitude. [Allotrope] |  |  |  | proper changing quality process profile | http://purl.allotrope.org/ontologies/process#AFP_0003820
decrementing | decrementing magnitude |  | process | Decrementing is reducing the magnitude of a quality in a predetermined and fixed manner. [Allotrope] |  |  |  | changing | http://purl.allotrope.org/ontologies/process#AFP_0003367
dedusting |  |  | process | Dedusting is the process of removal of dust. [Allotrope] |  |  |  | cleaning | http://purl.allotrope.org/ontologies/process#AFP_0002683
default condition | fallback; default; fallback condition |  | result | A default condition is a condition that is member of a set of conditions that is always true if all others conditions in the collections are false. [Allotrope] | There must be no more than one default condition in any collection of conditions. |  | A default value in a conditional parameter specification. [Allotrope] | condition | http://purl.allotrope.org/ontologies/result#AFR_0001968
default condition role | fallback; default role; default; fallback condition; fallback condition role; default condition; fallback role |  | role | A default condition role is the condition role of an item in a collection of information content entities that applies (is true) if no other items apply (are false). [Allotrope] |  |  |  | condition role | http://purl.allotrope.org/ontologies/role#AFRL_0000519
default role | fallback; default; fallback role |  | role | A default role is a directive purpose that assigns a specification to be applied to a context if no other specification is asserted in that context. [Allotrope] |  |  |  | directive purpose | http://purl.allotrope.org/ontologies/role#AFRL_0000520
default transition |  |  | role | An default transition is a successor role in the scope of an exclusive gateway that specifies the succeeding activity if no guard conditions on the gateway are met. [Allotrope] |  |  |  | successor role | http://purl.allotrope.org/ontologies/role#AFRL_0000473
defining purpose | definition role; defining role |  | role | Defining purpose is the contextual role of some information that has the purpose to define an entity. [Allotrope] |  |  |  | contextual role | http://purl.allotrope.org/ontologies/role#AFRL_0000466
definition |  |  | result | A definition is a proposition that succinctly characterizes an entity. [Allotrope] |  |  |  | proposition | http://purl.allotrope.org/ontologies/result#AFR_0001561
deflecting | deflection |  | process | A deflection, in physics, refers to the change in an objects' acceleration as a consequence of contact (collision) with a surface or the influence of a field. [Wikipedia] |  | https://en.wikipedia.org/wiki/Deflection_(physics) |  | moving | http://purl.allotrope.org/ontologies/process#AFP_0003595
degassed sample weight |  |  | result | A degassed sample weight is the sample weight of a sample after it has gone through a degassing process. [Allotrope] |  |  |  | sample weight | http://purl.allotrope.org/ontologies/result#AFR_0002112
degasser |  |  | equipment | A degasser is a device to remove gasses from a fluid which could otherwise form bubbles. [Wikipedia] |  |  |  | separation device | http://purl.allotrope.org/ontologies/equipment#AFE_0000587
degassing | degasification; degas |  | process | Degassing is a sample preparation process whereby the adsorbed (dissolved) gas is removed from a solid or liquid. [Allotrope] |  |  |  | removing | http://purl.allotrope.org/ontologies/process#AFP_0000593
degradation |  |  | process | Degradation is the state of changing in the qualities of a material under the influence of one or more environmental factors such as heat, light or chemicals such as acids, alkalies and some salts to a lower level of quality. [Allotrope] |  |  |  | state | http://purl.allotrope.org/ontologies/process#AFP_0003641
degradation product role | degradation product |  | role | A degradation product is an impurity resulting from a chemical change in the drug substance brought about during manufacture and/or storage of the new drug product by the effect of, for example, light, temperature, pH, water, or by reaction with an excipient and/or the immediate container closure system. [ICH-Q3B] |  |  |  | impurity role | http://purl.allotrope.org/ontologies/role#AFRL_0000365
delay | time offset |  | result | A delay is a process property that describes a difference in time between a process boundary and some other point in time. [Allotrope] |  |  |  | process property | http://purl.allotrope.org/ontologies/result#AFR_0001625
delay time setting (hot tack) |  |  | result | A delay time setting (hot tack) is a control setting that specifies the duration between opening of the grips and removal of the sample. [Allotrope] |  |  |  |  | http://purl.allotrope.org/ontologies/result#AFR_0002726
delivering material | importing material |  | process | Delivering material is the importing of material to a location or site. [Allotrope] |  |  |  |  | http://purl.allotrope.org/ontologies/process#AFP_0003575
denaturing |  |  | process | Denaturing is the process of partial or total alteration of the native structure of a macromolecule resulting from the loss of tertiary or tertiary and secondary structure that is a consequence of the disruption of stabilizing weak bonds. [IUPAC] |  | IUPAC. Compendium of Chemical Terminology, 2nd ed. (the "Gold Book"). Compiled by A. D. McNaught and A. Wilkinson. Blackwell Scientific Publications, Oxford (1997). |  |  | http://purl.allotrope.org/ontologies/process#AFP_0003840
denaturing duration setting |  |  | result | A denaturing duration setting is a duration setting that specifies the intended duration of some denaturing process. [Allotrope] |  |  |  |  | http://purl.allotrope.org/ontologies/result#AFR_0002903
denaturing temperature setting |  |  | result | A denaturing temperature setting is a temperature setting that specifies the intended temperature of some denaturing process. [Allotrope] |  |  |  |  | http://purl.allotrope.org/ontologies/result#AFR_0002902
denominator |  |  | role | Denominator is the conceptual role of a scalar that indicates the number of equal parts into which the unit is divided. [Allotrope] |  |  |  | term mathematical role | http://purl.allotrope.org/ontologies/role#AFRL_0000006
denoting |  |  | process | Denoting is a process that assigns a symbol to an entity in order to reference it. [Allotrope] |  |  |  | producing | http://purl.allotrope.org/ontologies/process#AFP_0003583
densitometry | densiometry; densitometric measurements; densiometric measurements |  | process | The measurement of the density of a sample. [CHMO] |  |  |  | measuring | http://purl.allotrope.org/ontologies/process#AFP_0001666
density of theoretical plates (chromatography) | plate density |  | result | A density of theoretical plates (chromatography) is a chromatography peak facet that measures the amount of band broadening normalized per length unit that occurs during the separation and thus the efficiency of the chromatographic system. [Allotrope] |  |  |  | chromatography peak facet | http://purl.allotrope.org/ontologies/result#AFR_0002520
departure |  |  | process | Departure is the achievement of leaving the source site in a moving process. [Allotrope] |  |  |  | achievement | http://purl.allotrope.org/ontologies/process#AFP_0003408
dependent variable |  |  | role | A dependent variable is a contextual role of an information artifact that represents the outputs or outcomes whose variation is being studied. [Wikipedia] |  | https://en.wikipedia.org/wiki/Dependent_and_independent_variables |  | variable | http://purl.allotrope.org/ontologies/role#AFRL_0000077
depth (quality) | depth |  |  | A 1-D extent quality inhering in a bearer by virtue of the bearer's downward or backward or inward dimenision. [PATO] |  |  |  | 1-D extent | http://purl.obolibrary.org/obo/PATO_0001595
derivation record dataset |  |  | audit | A derivation record dataset is an audit record dataset that contains the metadata and data that is needed to record derivations on an electronic record in an activity. [Allotrope] |  |  |  | audit record dataset | http://purl.allotrope.org/ontologies/audit#DerivationRecordDataset
derived measure |  |  | role | A derived measure is a measure that is the outcome of some indirect measurement. The derived value is derived from base measures by calculations following a formula or algorithm. [Allotrope] |  |  |  | measure | http://purl.allotrope.org/ontologies/role#AFRL_0000155
describing |  |  | process | Describing is a process by which an account of some relevant characteristics, qualities or events of an entity are given or presented. [Allotrope] |  |  |  | producing | http://purl.allotrope.org/ontologies/process#AFP_0003584
description |  |  | result | A description is a proposition about an existing entity. [Allotrope] |  |  |  | proposition | http://purl.allotrope.org/ontologies/result#AFR_0000922
descriptive purpose | description; description role |  | role | A role of an information content entity that is meant to describe an object. [Allotrope] |  |  |  | contextual role | http://purl.allotrope.org/ontologies/role#AFRL_0000053
descriptive statistic |  |  | result | A descriptive statistic is a summary statistic that quantitatively describes or summarizes features of a collection of information. [Wikipedia] |  | https://en.wikipedia.org/wiki/Descriptive_statistics |  | statistical facet | http://purl.allotrope.org/ontologies/result#AFR_0001212
descriptive statistics |  |  | process | Descriptive statistics is the process of using and analyzing descriptive statistics. A descriptive statistic is a summary statistic that quantitatively describes or summarizes features of a collection of information. [Wikipedia] |  | https://en.wikipedia.org/wiki/Descriptive_statistics |  | describing | http://purl.allotrope.org/ontologies/process#AFP_0003636
designative purpose | designative role |  | role | A designative purpose is a type of contextual role of information artifacts that denote an entity in order to describe its characteristics. [Allotrope] |  |  |  | contextual role | http://purl.allotrope.org/ontologies/role#AFRL_0000060
destination datum | destination role; destination |  | role | Destination is the contextual role of an information object that is about the spatio-temporal location at the end of a process that changes it. [Allotrope] |  |  |  | spatio-temporal role | http://purl.allotrope.org/ontologies/role#AFRL_0000263
destination role | destination site; destination |  | role | Destination role is the localization role of a site where the localized object is at the end of the localization process. [Allotrope] |  |  |  | localization role | http://purl.allotrope.org/ontologies/role#AFRL_0000451
detecting | detection |  | process | Detecting is observing the presence of an entity. This occurs when a threshold value of a quantity (quality, disposition, process property) is exceeded. [Allotrope] |  | https://jcgm.bipm.org/vim/en/3.9.html |  | observing | http://purl.allotrope.org/ontologies/process#AFP_0000925
detecting state | detecting; is detecting |  | process | A detecting state is a state that occurs when a detector detects its detection target. [Allotrope] |  |  |  | sensing state | http://purl.allotrope.org/ontologies/process#AFP_0003664
detection bandwidth |  |  | quality | Detection bandwidth is a device setting of a detector controlling the bandwidth of the detection wavelength. [Allotrope] |  |  |  | detector configuration | http://purl.allotrope.org/ontologies/quality#AFQ_0000198
detection duration setting |  |  | result | A detection duration setting is a setting specifies the total duration of a detection process. [Allotrope] |  |  |  | detector setting | http://purl.allotrope.org/ontologies/result#AFR_0001648
detection role |  |  | role | The role of a participant in a detecting process. [Allotrope] |  |  |  |  | http://purl.allotrope.org/ontologies/role#AFRL_0000291
detection stimulant role | detection stimulant |  | role | A role inhered when the presence of the bearer indicates the presence of the detection target in a detection process. [Allotrope] |  |  |  | detection role | http://purl.allotrope.org/ontologies/role#AFRL_0000097
detection target role | detection target |  | role | The role inhered by being the objective of a detecting activity. [Allotrope] |  |  |  | detection role | http://purl.allotrope.org/ontologies/role#AFRL_0000292
detection type |  |  | result | A detection type is a classification datum that classifies the type of detection performed by the detector.. [Allotrope] |  |  |  |  | http://purl.allotrope.org/ontologies/result#AFR_0002534
detection wavelength |  |  | quality | A detection wavelength quality is a device setting which determines the wavelength range that a detector of electromagnetic radiation detects. [Allotrope] |  |  |  | detector configuration | http://purl.allotrope.org/ontologies/quality#AFQ_0000029
detector |  |  | equipment | Any piece of apparatus used to detect an analyte. [CHMO] |  |  |  | observation device; device | http://purl.allotrope.org/ontologies/equipment#AFE_0000317
detector bandwidth setting |  |  | result | A detector bandwidth setting is a control setting that specifies the bandwidth of a particular signal to be measured by the detector. [Allotrope] |  |  |  | detector setting | http://purl.allotrope.org/ontologies/result#AFR_0002477
detector carriage speed setting | carriage speed setting |  | result | A detector carriage speed setting is a control setting that specifies the speed of a detector carriage. [Allotrope] |  |  |  |  | http://purl.allotrope.org/ontologies/result#AFR_0002453
detector configuration | detector setting |  | quality | A detector configuration is a device configuration of a detector. [Allotrope] |  |  |  |  | http://purl.allotrope.org/ontologies/quality#AFQ_0000199
detector control aggregate document |  |  | result | A detector control aggregate document is a document that aggregates detector control documents. [Allotrope] |  |  |  | device control aggregate document | http://purl.allotrope.org/ontologies/result#AFR_0002527
detector control document |  |  | result | A detector control document is a document that encompasses the information associated with control of a detector. [Allotrope] |  |  |  | device control document | http://purl.allotrope.org/ontologies/result#AFR_0002528
detector distance setting (foam qualification) | base distance |  | result | A detector distance setting is the distance between the ultrasonic sensor of the foam qualification device and the bottom of a test container during a baseline measurement. [Allotrope] |  |  |  |  | http://purl.allotrope.org/ontologies/result#AFR_0002611
detector distance setting (plate reader) | detector distance setting |  | result | A detector distance setting is a control setting that specifies the distance between the detector and the scanned plate. [Allotrope] |  |  |  |  | http://purl.allotrope.org/ontologies/result#AFR_0002451
detector gain |  |  | quality | The detector gain is a (relative) amount by which a detector to increases the magnitude of a signal from the input to the output port by adding energy to the signal. [Allotrope] |  |  |  | detector configuration | http://purl.allotrope.org/ontologies/quality#AFQ_0000293
detector gain setting |  |  | result | A detector gain setting is setting that specifies the gain of the detector. [Allotrope] |  |  |  | detector setting | http://purl.allotrope.org/ontologies/result#AFR_0002250
detector identifier |  |  | result | A detector identifier is a measurement device identifier that identifies some detector. [Allotrope] |  |  |  | measurement device identifier | http://purl.allotrope.org/ontologies/result#AFR_0002490
detector model number |  |  | result | A detector model number is a model number that denotes some class of detectors. [Allotrope] |  |  |  |  | http://purl.allotrope.org/ontologies/result#AFR_0002489
detector offset setting |  |  | result | A detector offset setting is a detector setting parameter that adds the specified value to its output signal. It is often used to avoid negative signal values. [Allotrope] |  |  |  | detector setting | http://purl.allotrope.org/ontologies/result#AFR_0001249
detector relative offset setting |  |  | result | A detector relative offset setting is a detector setting that specifies the offset of the signals of two detectors to align them along the x-axis. [Allotrope] |  |  |  | detector setting | http://purl.allotrope.org/ontologies/result#AFR_0002651
detector role | detector |  | role | The detector role is a detection role of a material entity that is detecting some other entity. [Allotrope] |  |  |  | detection role | http://purl.allotrope.org/ontologies/role#AFRL_0000340
detector sampling rate setting | detection sampling rate; sampling rate setting; sampling frequency; acquisition rate; detector rate setting; sampling rate |  | result | A detector sampling rate setting is a detector setting parameter that specifies the rate at which the detector changes its output signal. It is limited by the actual physical/chemical process of detection and the detector electronics. Often the sample rate is set lower than the maximum sampling rate so that adjacent data points can be averaged to provide better signal to noise. [Allotrope] |  |  |  | detector setting | http://purl.allotrope.org/ontologies/result#AFR_0001250
detector scan range setting | scan range setting |  | result | A detector scan range setting is a detector setting that sets the wavelength range of scans as well as the increment between different scans. [Allotrope] |  |  | A scan range from 280 to 700 nm with an increment of 2 nm from one scan to the next. | detector setting | http://purl.allotrope.org/ontologies/result#AFR_0001542
detector scan rate setting | detector scan rate; detection scan rate |  | result | A detector setting that sets the frequency of scans per time unit. [Allotrope] |  |  |  | detector setting | http://purl.allotrope.org/ontologies/result#AFR_0001957
detector setting |  |  | result | A detector setting is a setting that specifies a detector configuration. [Allotrope] |  |  |  |  | http://purl.allotrope.org/ontologies/result#AFR_0001247
detector signal |  |  | result | A detector signal is a signal that is produced by a detector that signals the presence or magnitude of the entity observed by the detector. [Allotrope] |  |  |  |  | http://purl.allotrope.org/ontologies/result#AFR_0002546
detector type |  |  | result | A detector type is a classification datum that describes the detector type. [Allotrope] |  |  |  |  | http://purl.allotrope.org/ontologies/result#AFR_0002253
detector view volume |  |  | result | A detector view volume is a quality quantification facet that quantifies the volume of material visible to the detector at the point of measurement. [Allotrope] |  |  |  |  | http://purl.allotrope.org/ontologies/result#AFR_0002491
detector wavelength setting |  |  | result | A detector wavelength setting is a control setting that specifies the wavelength of a particular signal to be measured by the detector. [Allotrope] |  |  |  | detector setting | http://purl.allotrope.org/ontologies/result#AFR_0002456
detergent |  |  | realizable | A surfactant (or a mixture containing one or more surfactants) disposed to having cleaning properties in dilute solutions. [ChEBI] |  |  |  | surfactant | http://purl.allotrope.org/ontologies/realizable#AFRE_0000012
detergent role | detergent |  | role | A detergent role is a cleaning role of a surface active agent (or a mixture containing one of more surface active agents) having cleaning properties in dilute solution. [IUPAC] |  | PAC, 1972, 31, 577 (Manual of Symbols and Terminology for Physicochemical Quantities and Units, Appendix II: Definitions, Terminology and Symbols in Colloid and Surface Chemistry) on page 612 |  | cleaning role | http://purl.allotrope.org/ontologies/role#AFRL_0000223
deuterium lamp |  |  | equipment | A deuterium lamp is a low-pressure gas-discharge light source that emits light with a continuous spectrum mainly in the ultraviolet region. [Wikipedia] |  |  |  | UV lamp | http://purl.allotrope.org/ontologies/equipment#AFE_0001772
deviation |  |  | result | A deviation is a quantification facet that quantifies the absolute or relative difference of an observed value from another value. [Allotrope] |  |  |  |  | http://purl.allotrope.org/ontologies/result#AFR_0002204
device | engineered artifact |  | equipment | A device is an artifact that is designed to perform a function primarily by means of its mechanical or electrical nature. [Allotrope] |  |  |  | artifact | http://purl.allotrope.org/ontologies/equipment#AFE_0000354
device acquisition method | instrument acquisition method; device method; instrument method; acquisition method |  | result | A device acquisition method is a machine readable plan specification that specifies how the acquisition software of an instrument is to execute the instrument's portion of an analysis. [Allotrope] |  |  |  | device method | http://purl.allotrope.org/ontologies/result#AFR_0002045
device control aggregate document |  |  | result | A device control aggregate document is a document that aggregates device control documents. [Allotrope] |  |  |  |  | http://purl.allotrope.org/ontologies/result#AFR_0002722
device control document |  |  | result | A device control document is a document that encompasses the information associated with control of a device. [Allotrope] |  |  |  |  | http://purl.allotrope.org/ontologies/result#AFR_0002723
device document |  |  | result | A device document is a document that encompasses the information associated with a device. [Allotrope] |  |  |  |  | http://purl.allotrope.org/ontologies/result#AFR_0002567
device identifier | instrument id; machine identifier; machine id; equipment identifier; instrument identifier; equipment id; device id |  | result | A device identifier is an identifier that identifies some device. [Allotrope] |  |  |  |  | http://purl.allotrope.org/ontologies/result#AFR_0002018
device method | instrument method |  | result | A device method is a plan specification that specifies how some process is to be executed on a device. [Allotrope] |  |  |  |  | http://purl.allotrope.org/ontologies/result#AFR_0001556
device method identifier | instrument id; instrument method identifier; device id |  | result | A device method identifier is an identifier that identifies the device method used in a process. [Allotrope] |  |  |  | method identifier | http://purl.allotrope.org/ontologies/result#AFR_0002016
device process | instrument process |  | process | A device process is a planned process that realizes a function by a device or device system. [Allotrope] | A device process focuses on an implementation perspective. |  |  |  | http://purl.allotrope.org/ontologies/process#AFP_0003726
device region |  |  | equipment | A site that is related to a device. [Allotrope] |  |  |  |  | http://purl.allotrope.org/ontologies/equipment#AFE_0001028
device response signal |  |  | result | A device response signal is a signal that is sent by some device as a result of some prior communication. [Allotrope] |  |  |  |  | http://purl.allotrope.org/ontologies/result#AFR_0002604
device system | system |  | equipment | An artificial system that is mainly composed of devices. [Allotrope] |  |  |  | artificial system | http://purl.allotrope.org/ontologies/equipment#AFE_0000074
device system document |  |  | result | A device system document is a document that encompasses the information associated with a device system. [Allotrope] |  |  |  |  | http://purl.allotrope.org/ontologies/result#AFR_0002526
device type |  |  | result | A device type is a classification datum that classifies the type of device used. [Allotrope] |  |  |  |  | http://purl.allotrope.org/ontologies/result#AFR_0002568
diagnostic trace | diagnostic profile |  | result | A diagnostic trace is a data distribution function that records the output of some diagnostic monitoring process over time. [Allotrope] |  |  |  | data distribution function | http://purl.allotrope.org/ontologies/result#AFR_0001664
diagnostic trace aggregate document |  |  | result | A diagnostic trace aggregate document is a document that aggregates diagnostic trace documents. [Allotrope] |  |  |  |  | http://purl.allotrope.org/ontologies/result#AFR_0002705
diagnostic trace document |  |  | result | A diagnostic trace document is a document that encapsulates the information associated with a diagnostic trace. [Allotrope] |  |  |  |  | http://purl.allotrope.org/ontologies/result#AFR_0002706
diagram |  |  |  | A figure that expresses one or more propositions. [IAO] |  |  | A molecular structure ribbon cartoon showing helices, turns and sheets and their relations to each other in space. | figure | http://purl.obolibrary.org/obo/IAO_0000309
diameter | diameter (datum) |  | result | Diameter is a length which is equal to the length of any straight line segment that passes through the center of a circle and whose endpoints are on the circular boundary. [PATO] |  |  |  | length | http://purl.allotrope.org/ontologies/result#AFR_0002107
diameter (quality) | diameter |  |  | A length quality which is equal to the length of any straight line segment that passes through the center of a circle and whose endpoints are on the circular boundary. [PATO] |  |  |  | length (quality) | http://purl.obolibrary.org/obo/PATO_0001334
diastereomeric excess |  |  | quality | The absolute value of the mole fraction for one diastereomer in a mixture minus the mole fraction for the other. [CHMO] |  |  |  | stereochemical composition | http://purl.allotrope.org/ontologies/quality#AFQ_0000217
diastereomeric ratio |  |  | quality | The ratio of the percentage of one diastereomer in a mixture to that of the other. [CHMO] |  | doi:10.1359/goldbook.D01681 |  | stereochemical composition | http://purl.allotrope.org/ontologies/quality#AFQ_0000218
dielectric polarization |  |  | result | The electric displacement vector and the product of the electric field strength with the permittivity of vacuum. [IUPAC] |  |  |  |  | http://purl.allotrope.org/ontologies/result#AFR_0002640
dielectric polarization (quality) | dielectric polarization |  | quality | Dielectric polarization is the quality inhered in a dielectric that is the difference between the electric displacement vector and the product of the electric field strength with the permittivity of vacuum. [IUPAC] |  | IUPAC. Compendium of Chemical Terminology, 2nd ed. (the "Gold Book"). Compiled by A. D. McNaught and A. Wilkinson. Blackwell Scientific Publications, Oxford (1997). |  | electrical and magnetic quality | http://purl.allotrope.org/ontologies/quality#AFQ_0000348
dielectric polarization field frequency setting |  |  | result | A dielectric polarization field frequency setting is a control setting that specifies the frequency of the electrical field used for dielectric polarization of a sample. [Allotrope] |  |  |  |  | http://purl.allotrope.org/ontologies/result#AFR_0002620
dielectric polarization measurement | measurement of dielectric polarization; sensing of dielectric polarization; dielectric polarization sensing |  | process | A dielectric polarization measurement is a measuring of the difference between the electric displacement vector and the product of the electric field strength with the permittivity of vacuum. [IUPAC] |  |  |  | measuring | http://purl.allotrope.org/ontologies/process#AFP_0003829
dielectrometry |  |  | process | The measurement of the relative permittivity of a solution as a function of concentration. Measurements are made indirectly across the resistance of the solution with alternating current. [CHMO] |  |  |  | measuring | http://purl.allotrope.org/ontologies/process#AFP_0001650
difference datum role | difference datum; difference value |  | role | A difference datum role is a relative datum role that expresses the relative magnitude as a difference or interval of the magnitude of the subject to that of the reference entity. [Allotrope] |  |  |  | relative datum role | http://purl.allotrope.org/ontologies/role#AFRL_0000313
differential count | differential count (datum); differential count datum |  | result | A differential count is a count that has non-negative integer values that is about the number of discrete things within a defined range. [Allotrope] |  |  |  | count | http://purl.allotrope.org/ontologies/result#AFR_0002494
differential optical absorption spectrophotometry | differential optical absorption spectroscopy; differential optical absorption spectrometry; differential optical absorbance spectrometry; differential optical absorbance spectroscopy; DOAS |  | process | Ultraviolet-visible spectroscopy where the difference between incident and transmitted radiation is measured for a gaseous sample. [CHMO] |  |  |  | ultraviolet-visible spectrophotometry | http://purl.allotrope.org/ontologies/process#AFP_0000872
differential particle density |  |  | result | A differential particle density is a summary datum that quantifies the number density of particles within a specified range criterion. [Allotrope] |  |  |  |  | http://purl.allotrope.org/ontologies/result#AFR_0002496
differential particle density (quality) |  |  | quality | A differential particle density is the number density of particles within a specified range criterion. [Allotrope] |  |  |  | particle density (quality) | http://purl.allotrope.org/ontologies/quality#AFQ_0000329
differential scanning calorimeter |  |  | equipment | A device that is used to measure the heat of chemical reactions or physical changes for both a sample and a reference. [CHMO] |  |  |  |  | http://purl.allotrope.org/ontologies/equipment#AFE_0000733
differential scanning calorimetry | differential scanning calorimetric (DSC) analysis; differential scanning calorimetric analysis; DSC |  | process | Differential scanning calorimetry is a thermal analysis method in which the difference in energy inputs into a substance and a reference material is measured as a function of temperature whilst the substance and reference material are subjected to a controlled temperature program. [IUPAC] |  | IUPAC. Compendium of Chemical Terminology, 2nd ed. (the "Gold Book"). Compiled by A. D. McNaught and A. Wilkinson. Blackwell Scientific Publications, Oxford (1997). Online version (2019-) created by S. J. Chalk. ISBN 0-9678550-9-8. https://doi.org/10.1351/goldbook. |  | scanning calorimetry | http://purl.allotrope.org/ontologies/process#AFP_0002124
differential scanning calorimetry | differential scanning calorimetric (DSC) analysis; differential scanning calorimetric analysis; DSC |  | process | Differential scanning calorimetry is a thermal analysis method in which the difference in energy inputs into a substance and a reference material is measured as a function of temperature whilst the substance and reference material are subjected to a controlled temperature program. [IUPAC] |  | Nomenclature for thermal analysis - IV (Recommendations 1985), Mackenzie, R.C., Pure and Applied Chemistry 1985, 57(11), 1737 |  | scanning calorimetry | http://purl.allotrope.org/ontologies/process#AFP_0002124
differential scanning calorimetry curve | DSC curve; DSC thermogram; DSC heating curve; DSC thermograms; DSC plot |  | result | A plot of enthalpy vs. temperature obtained by measuring the enthalpy required to increase the temperature of a sample as a function of temperature. [CHMO] |  |  |  | data distribution function | http://purl.allotrope.org/ontologies/result#AFR_0000007
differential scanning calorimetry cycle | DSC cycle; cycle for DSC |  | process | A cycle in differential scanning calorimetry is a segment of the calorimetry run with its own specific heating ramp. [Allotrope] |  |  |  |  | http://purl.allotrope.org/ontologies/process#AFP_0003763
differential scanning calorimetry pan |  |  | equipment | A differential scanning calorimetry pan is a pan for use in a differential scanning calorimeter that contains the sample under investigation. [Allotrope] |  |  | TZero pan, TZero hermetic pan |  | http://purl.allotrope.org/ontologies/equipment#AFE_0001622
differential scanning calorimetry peak |  |  | result | A differential scanning calorimetry peak is a peak that is the result of a differential scanning calorimetry (DSC) and part of a DSC curve. [Allotrope] |  |  |  |  | http://purl.allotrope.org/ontologies/result#AFR_0000647
differential scanning calorimetry result | DSC result |  | result | The differential scanning calorimetry result is the result of a DSC measurement. [Allotrope] |  |  |  |  | http://purl.allotrope.org/ontologies/result#AFR_0000682
differential scanning calorimetry role | DSC role |  | role | A differential calorimetry role is a role of a material entity realized in a differential scanning calorimetry process. [Allotrope] |  |  |  |  | http://purl.allotrope.org/ontologies/role#AFRL_0000526
differentiation |  |  | process | The method to obtain the derivative of a function or curve. [Allotrope] |  |  |  | calculation | http://purl.allotrope.org/ontologies/process#AFP_0001499
diffuse reflectance ultraviolet-visible spectrophotometry | diffuse reflectance UV-vis spectroscopy; diffuse reflectance UV-visible; UV-vis-DRS; UV-vis-diffuse reflectance spectroscopy |  | process | A type of spectroscopy where the diffuse reflection of radiation in the range ultraviolet to visible (190-800 nm) by a sample is measured. [CHMO] |  |  |  | ultraviolet-visible spectrophotometry | http://purl.allotrope.org/ontologies/process#AFP_0000391
diffuse reflection |  |  | process | Diffuse reflection is the reflection of light or other waves or particles from a surface such that a ray incident on the surface is scattered at many angles rather than at just one angle as in the case of specular reflection. An ideal diffuse reflecting surface is said to exhibit Lambertian reflection, meaning that there is equal luminance when viewed from all directions lying in the half-space adjacent to the surface. [Wikipedia] |  | https://en.wikipedia.org/wiki/Diffuse_reflection |  | reflection | http://purl.allotrope.org/ontologies/process#AFP_0003593
digest |  |  | audit | A digest is the bitstream of applying a digest method on a bitstream. [Allotrope] |  |  |  |  | http://purl.allotrope.org/ontologies/audit#Digest
digest algorithm |  |  | audit | A digest algorithm is a function that maps data of arbitrary size to data of fixed size by a hashing function. [Allotrope] |  |  |  | algorithm | http://purl.allotrope.org/ontologies/audit#DigestAlgorithm
digest method |  |  | audit | A digest method maps data of arbitrary size to data of fixed size. [Allotrope] |  |  |  |  | http://purl.allotrope.org/ontologies/audit#DigestMethod
digital signature |  |  | audit | Digital signature means an electronic signature based upon cryptographic methods of originator authentication, computed by using a set of rules and a set of parameters such that the identity of the signer and the integrity of the data can be verified. [FDA] |  | http://www.ecfr.gov/cgi-bin/retrieveECFR?gp=&SID=f86d6109af312153acbfc58dd94fcf30&mc=true&n=pt21.1.11&r=PART&ty=HTML |  | electronic signature | http://purl.allotrope.org/ontologies/audit#DigitalSignature
dihydrogen (molecule) |  |  |  | An elemental molecule consisting of two hydrogens joined by a single bond. [CHEBI] |  |  |  | molecule | http://purl.obolibrary.org/obo/CHEBI_18276
dilatometry |  |  | process | The measurement and study of dimensional changes in polymers as a function of temperature, fluid absorption, mechanical stress or chemical reaction. [CHMO] |  |  |  | measuring | http://purl.allotrope.org/ontologies/process#AFP_0000373
diluent role | diluent |  | role | Diluent is a role of material used to lessen the strength or flavor of a solution or mixture of another ingredient. [NCI] |  |  |  | dilution role | http://purl.allotrope.org/ontologies/role#AFRL_0000224
diluted |  |  |  | A concentration which is relatively low. [PATO] |  |  |  | concentration (quality) | http://purl.obolibrary.org/obo/PATO_0001161
diluted material role |  |  | role | Diluted material is the dilution role of a material that is being diluted in the dilution process. [Allotrope] |  |  |  | dilution role | http://purl.allotrope.org/ontologies/role#AFRL_0000489
dilution |  |  | process | Dilution is the process of adding a solvent to a solution to lower its concentration. [Allotrope] |  |  |  | mixing | http://purl.allotrope.org/ontologies/process#AFP_0000785
dilution composition |  |  | quality | A dilution composition is a composition quality of a dilution. [Allotrope] |  |  |  | composition | http://purl.allotrope.org/ontologies/quality#AFQ_0000224
dilution factor |  |  | result | A dilution factor is a ratio quantification facet that quantifies the ratio of the final volume to the original aliquot volume of a solution in a dilution process. [Allotrope] |  |  |  | ratio quantification facet | http://purl.allotrope.org/ontologies/result#AFR_0002758
dilution factor (quality) | dilution factor; DF |  | quality | Dilution factor is the ratio of the aliquot volume to the final volume. [Wikipedia] |  | https://en.wikipedia.org/wiki/Dilution_ratio |  | dilution composition | http://purl.allotrope.org/ontologies/quality#AFQ_0000178
dilution factor setting |  |  | result | A dilution factor setting is a control setting specifying some dilution factor. [Allotrope] |  |  |  |  | http://purl.allotrope.org/ontologies/result#AFR_0002498
dilution ratio |  |  | quality | The dilution ratio is the ratio of solute to solvent. [Wikipedia] |  | https://en.wikipedia.org/wiki/Dilution_ratio |  | dilution composition | http://purl.allotrope.org/ontologies/quality#AFQ_0000177
dilution role |  |  | role | The role of a portion of material that participates in a dilution process. [Allotrope] |  |  |  |  | http://purl.allotrope.org/ontologies/role#AFRL_0000298
dilution volume |  |  | result | A dilution volume is a volume of diluent used in a dilution. [Allotrope] |  |  |  | volume | http://purl.allotrope.org/ontologies/result#AFR_0002138
dimension |  |  |  | A dimension is a relationship between a quantity system, a quantity kind of that system, and one or more dimension vectors. There is one dimension vector for each of the system's base quantity kinds. The vector's magnitude determines the exponent of the base dimension for the referenced quantity kind. |  |  |  | enumerated value | http://qudt.org/schema/qudt#Dimension
dimension vector |  |  |  | A dimension vector is an association between a quantity kind and a rational number. The quantity kind serves as the basis vector in an abstract vector space, and the rational number is the vector magnitude. The abstract vector space is determined by the chosen set of base quantity kinds for a quantity system. |  |  |  |  | http://qudt.org/schema/qudt#DimensionVector
dinitrogen (molecule) |  |  |  | An elemental molecule consisting of two trivalently-bonded nitrogen atoms. [CHEBI] |  |  |  | molecule | http://purl.obolibrary.org/obo/CHEBI_17997
diode |  |  | equipment | In electronics, a diode is a two-terminal electronic component that conducts primarily in one direction (asymmetric conductance). [Wikipedia] |  |  |  | device | http://purl.allotrope.org/ontologies/equipment#AFE_0001860
diode array detector | photodiode array detector; PDAD; PDA; DAD |  | equipment | A piece of apparatus, consisting of a two-dimensional pattern of diodes and a prism, that is used to detect organic compounds. As the sample passes through a cell or cuvette it is illuminated with light in the region 190-1100 nm and any light transmitted through the sample is dispersed by the prism, so that light of different wavelengths falls on different diodes. The output from the array is used to construct an absorption spectrum that can be compared with standard spectra for identification purposes. Alternatively, a single diode can be used to monitor a specific wavelength at which there is maximum absorption. [CHMO] |  |  |  |  | http://purl.allotrope.org/ontologies/equipment#AFE_0000090
diode array detector method | DAD method |  | result | A diode array detector method is a device method specifies how a detection is executed on a diode array detector. [Allotrope] |  |  |  |  | http://purl.allotrope.org/ontologies/result#AFR_0001651
diode array detector process | DAD process |  | process | A process executed by a diode array detector. [Allotrope] |  |  |  |  | http://purl.allotrope.org/ontologies/process#AFP_0003674
dioxygen (molecule) |  |  |  | An elemental molecule consisting of two bivalently-bonded oxygen atoms. [Allotrope] |  |  |  | molecule | http://purl.obolibrary.org/obo/CHEBI_15379
direct injector |  |  | equipment | A device which directly introduces the sample into the mobile-phase stream. [IUPAC] |  | L.S. Ettre, "Nomenclature for Chromatography", Pure & Appl. Chem. 1993, Vol. 65, No. 4, pp. 819-872 |  |  | http://purl.allotrope.org/ontologies/equipment#AFE_0001798
direction role |  |  | role | A direction role is a contextual role of some information content entity indicating a direction in a relation. [Allotrope] |  |  |  | contextual role | http://purl.allotrope.org/ontologies/role#AFRL_0000463
directive purpose | specified datum; directive role; specification; specified value; specification role; specification datum; directive |  | role | A directive purpose or specification role is a type of contextual role of information content entities that are about an entity with a purpose to give directions. [Allotrope] |  |  |  | contextual role | http://purl.allotrope.org/ontologies/role#AFRL_0000064
disconnected state |  |  | process | A state s with participating materials m1 and m2, and m1 is not connected to m2. [Allotrope] |  |  |  | mereotopological state | http://purl.allotrope.org/ontologies/process#AFP_0003456
disconnecting |  |  | process | Disconnecting is a branching process that removes the connection between parts of a flow so that they become topologically separate. [Allotrope] |  |  |  | branching | http://purl.allotrope.org/ontologies/process#AFP_0003808
disconnecting device |  |  | equipment | A disconnecting device is a device that is designed to disconnect objects. [Allotrope] |  |  |  | device | http://purl.allotrope.org/ontologies/equipment#AFE_0002263
disintegrated state | disintegrated |  | process | Disintegrated state is a state of an object when its has turned into an aggregate of small, separated pieces. [Allotrope] |  |  |  | disconnected state | http://purl.allotrope.org/ontologies/process#AFP_0003806
disintegrating | disintegration |  | process | Disintegrating is a break a material into small, separate parts. [Allotrope] |  |  |  | converting material | http://purl.allotrope.org/ontologies/process#AFP_0003807
disintegration apparatus | disintegration device |  | equipment | A disintegration apparatus is a measurement device that measures the time it takes for an object to become disintegrated. The apparatus has a disintegration device component to support the disintegration. [Allotrope] |  |  |  |  | http://purl.allotrope.org/ontologies/equipment#AFE_0002257
disintegration apparatus basket |  |  | equipment | A disintegration apparatus basket is a basket used in a disintegration apparatus to contain objects for disintegration. [Allotrope] |  |  |  |  | http://purl.allotrope.org/ontologies/equipment#AFE_0002260
disintegration apparatus basket identifier |  |  | result | A disintegration apparatus basket identifier is an identifier of some disintegration apparatus basket. [Allotrope] |  |  |  |  | http://purl.allotrope.org/ontologies/result#AFR_0002435
disintegration apparatus disc |  |  | equipment | A disintegration apparatus disc is a placement device used in a disintegration apparatus to hold objects below the solution level. [Allotrope] |  |  |  |  | http://purl.allotrope.org/ontologies/equipment#AFE_0002258
disintegration apparatus disc type |  |  | result | A disintegration apparatus disc type is an classification datum classifying some disintegration apparatus disc. [Allotrope] |  |  |  |  | http://purl.allotrope.org/ontologies/result#AFR_0002434
disintegration device |  |  | equipment | A disintegration device is a device that is designed to disintegrate objects. [Allotrope] |  |  |  | separation device | http://purl.allotrope.org/ontologies/equipment#AFE_0002264
disintegration test |  |  | process | A disintegration test is a test to check the time that an object needs to disintegrate. [Allotrope] |  |  |  | test | http://purl.allotrope.org/ontologies/process#AFP_0002744
dispensed material role |  |  | role | Dispensed material is the role of material given out in a dispensing process. [Allotrope] |  |  |  | dispensing role | http://purl.allotrope.org/ontologies/role#AFRL_0000568
dispensed volume |  |  | result | A dispensed volume is a volume (datum) that quantifies the volume of material that was dispensed. [Allotrope] |  |  |  |  | http://purl.allotrope.org/ontologies/result#AFR_0002840
dispensing | dispension |  | process | Dispensing is giving out material in discrete portions. [Allotrope] |  |  |  | transferring | http://purl.allotrope.org/ontologies/process#AFP_0003838
dispensing duration |  |  | result | A dispensing duration is a duration that indicates the time taken for a material to be dispensed. [Allotrope] |  |  |  |  | http://purl.allotrope.org/ontologies/result#AFR_0002839
dispensing role |  |  | role | A role played by a participant in a dispensing process. [Allotrope] |  |  |  |  | http://purl.allotrope.org/ontologies/role#AFRL_0000567
dispersant role | dispersant |  | role | A dispersant is either a non-surface active polymer or a surface-active substance added to a suspension, usually a colloid, to improve the separation of particles and to prevent settling or clumping. [Wikipedia] |  |  |  | dispersion role | http://purl.allotrope.org/ontologies/role#AFRL_0000225
dispersed phase role | discontinuous phase; dispersed phase |  | role | The dispersed phase role is the dispersion role of a portion of material in a dispersion, that is distributed in the form of discrete discontinuities (particles, droplets or bubbles), in a second immiscible phase that is continuous. [NIST] |  | https://ws680.nist.gov/publication/get_pdf.cfm?pub_id=850489 |  | dispersion role | http://purl.allotrope.org/ontologies/role#AFRL_0000271
dispersed state |  |  | process | Dispersed state is a state of a system in which discrete particles of one material are dispersed in a continuous phase of another material. [Allotrope] |  |  |  | mereotopological state | http://purl.allotrope.org/ontologies/process#AFP_0003640
dispersion |  |  | material | A dispersions is a heterogeneous mixture that is comprising more than one phase where at least one of the phases consists of finely divided phase domains, often in the colloidal size range, dispersed throughout a continuous phase. [IUPAC] |  | https://en.wikipedia.org/wiki/Dispersion_(chemistry) |  |  | http://purl.allotrope.org/ontologies/material#AFM_0001079
dispersion |  |  | material | A dispersions is a heterogeneous mixture that is comprising more than one phase where at least one of the phases consists of finely divided phase domains, often in the colloidal size range, dispersed throughout a continuous phase. [IUPAC] |  | "Terminology of polymers and polymerization processes in dispersed systems (IUPAC Recommendations 2011)" . Pure and Applied Chemistry. 83 (12): 2229–2259. 2011. |  |  | http://purl.allotrope.org/ontologies/material#AFM_0001079
dispersion colloid | colloid dispersion; colloidal dispersion |  | material | A dispersion colloid is a colloid that is a system in which particles of colloidal size of any nature (e.g. solid, liquid or gas) are dispersed in a continuous phase of a different composition (or state). [IUPAC] |  | PAC, 1972, 31, 577 (Manual of Symbols and Terminology for Physicochemical Quantities and Units, Appendix II: Definitions, Terminology and Symbols in Colloid and Surface Chemistry) on page 605 |  | colloid | http://purl.allotrope.org/ontologies/material#AFM_0001031
dispersion role |  |  | role | The role of a portion of material that participates in a dispersion process to form a colloid. [Allotrope] |  |  |  |  | http://purl.allotrope.org/ontologies/role#AFRL_0000273
displacement chromatography |  |  | process | Chromatography where the mobile phase contains a compound (the displacer) more strongly retained than the components of the sample under examination. The sample is fed into the system as a finite slug. [CHMO] |  |  |  |  | http://purl.allotrope.org/ontologies/process#AFP_0002314
display | display device |  | equipment | A display is a device or element of an instrument serving to represent information. [Allotrope] |  |  |  | device | http://purl.allotrope.org/ontologies/equipment#AFE_0000761
displaying |  |  | process | The process of transforming a signal into a visual signal (color, pattern). [Allotrope] |  |  |  | indicating | http://purl.allotrope.org/ontologies/process#AFP_0003434
disposition |  |  |  | B is a disposition means: b is a realizable entity and b’s bearer is some material entity and b is such that if it ceases to exist, then its bearer is physically changed, and b’s realization occurs when and because this bearer is in some special physical circumstances, and this realization occurs in virtue of the bearer’s physical make-up. [BFO] |  |  | certain people have a predisposition to colon cancer; the cell wall is disposed to filter chemicals in endocytosis and exocytosis; an atom of element X has the disposition to decay to an atom of element Y; children are innately disposed to categorize objects in certain ways. | realizable entity | http://purl.obolibrary.org/obo/BFO_0000016
dissolution role |  |  | role | The role of a portion of material that participates in a dissolution process to form a solution. [Allotrope] |  |  |  |  | http://purl.allotrope.org/ontologies/role#AFRL_0000274
dissolution vessel |  |  | equipment | A dissolution vessel is a container used in a dissolution. [Allotrope] |  |  |  |  | http://purl.allotrope.org/ontologies/equipment#AFE_0002272
dissolution vessel identifier |  |  | result | A dissolution vessel identifier is an identifier that identifies some dissolution vessel. [Allotrope] |  |  |  | container identifier | http://purl.allotrope.org/ontologies/result#AFR_0002819
dissolving |  |  | process | A mixing step where a soluble component is mixed with a liquid component. [CHMO] |  |  |  | mixing | http://purl.allotrope.org/ontologies/process#AFP_0000112
distance |  |  | quality | A quality that is the extent of space between two entities. [PATO] |  |  |  |  | http://purl.allotrope.org/ontologies/quality#AFQ_0000032
distance configuration |  |  | quality | A distance configuration is a device configuration of a controlling or monitoring device, that controls or monitors the distance between of some materials at the site of some system component. [Allotrope] |  |  |  |  | http://purl.allotrope.org/ontologies/quality#AFQ_0000352
distance setting |  |  | result | A distance setting is a setting that specifies some distance configuration of a controlling or monitoring device, that controls or monitors the distance between materials at the site of some system component. [Allotrope] |  |  |  |  | http://purl.allotrope.org/ontologies/result#AFR_0002746
distribution |  |  | result | A distribution is a collection of frequencies of results of a sample. Each frequency is number of occurrences within a given interval. The distribution can be expressed relatively to the width of the interval. [Allotrope] |  |  |  | assay result | http://purl.allotrope.org/ontologies/result#AFR_0000733
distribution device |  |  | equipment | A distribution device is a device with the function to distribute a stream into multiple parts. [Allotrope] |  |  |  | device | http://purl.allotrope.org/ontologies/equipment#AFE_0002193
distribution document |  |  | result | A distribution document is a document that encompasses the information associated with a distribution. [Allotrope] |  |  |  |  | http://purl.allotrope.org/ontologies/result#AFR_0002193
distribution modality |  |  | result | A distribution modality is a classification datum that indicates the number of peaks contained in the classified distribution. [Allotrope] |  | https://en.wikipedia.org/wiki/Multimodal_distribution |  | classification datum | http://purl.allotrope.org/ontologies/result#AFR_0002196
distribution type |  |  | result | A distribution type is a classification datum for distributions where the ordinate is expressed based on selected category. [Allotrope] |  |  |  | classification datum | http://purl.allotrope.org/ontologies/result#AFR_0002205
dividing | portioning; partioning; splitting |  | process | Dividing is a separating of flows focused on all parts of the flow. [Allotrope] |  |  |  | separating | http://purl.allotrope.org/ontologies/process#AFP_0003335
document |  |  |  | A collection of information content entities intended to be understood together as a whole [IAO] |  |  | A journal article, patent application, laboratory notebook, or a book | representation form | http://purl.obolibrary.org/obo/IAO_0000310
domain (math) | domain (mathematics); domain |  | role | A domain is the mathematical role of the set a function is applied on. [Allotrope] |  | https://en.wikipedia.org/wiki/Function_(mathematics) |  | mathematical role | http://purl.allotrope.org/ontologies/role#AFRL_0000336
dot plot |  |  |  | A dot plot is a report graph which is a graphical representation of data where each data point is represented by a single dot placed on coordinates corresponding to data point values in particular dimensions. [IAO] |  |  | Dot plot of SSC-H and FSC-H. | graph | http://purl.obolibrary.org/obo/IAO_0000037
drawing |  |  | process | Drawing is the process by which an object or liquid is extracted from a container or receptacle. [Allotrope] |  |  |  | taking | http://purl.allotrope.org/ontologies/process#AFP_0003284
drusy association state | drusy |  | quality | A drusy association state is an association state where the primary particles associate as a collection of large particle covered by smaller particles. [Allotrope] |  |  |  | association state (quality) | http://purl.allotrope.org/ontologies/quality#AFQ_0000310
dry gas flow rate |  |  | result | A dry gas flow rate is a flow rate that quantifies the motion of the dry gas over time. [Allotrope] |  |  |  |  | http://purl.allotrope.org/ontologies/result#AFR_0002156
dry gas flow rate setting |  |  | result | A dry gas flow rate setting is a setting that specifies the target dry gas flow rate. [Allotrope] |  |  |  |  | http://purl.allotrope.org/ontologies/result#AFR_0002155
dry gas role (DVS) | dry gas; dry gas role |  | role | A dry gas role is the role of the gas devoid of the vapor in the dynamic vapor sorption process. [Allotrope] |  |  |  | dynamic vapor sorption role | http://purl.allotrope.org/ontologies/role#AFRL_0000530
dry sample weight | dry weight |  | result | A dry sample weight is a mass facet about the final weight of a sample after some drying process is complete. [Allotrope] |  |  |  |  | http://purl.allotrope.org/ontologies/result#AFR_0001932
drying | drying; sample drying |  | process | The process of removing a solvent from a substance. [CHMO] |  |  |  | removing | http://purl.allotrope.org/ontologies/process#AFP_0001876
drying additive role | drying additive |  | role | A drying additive role is the role of a material in a drying process that supports the drying process. [Allotrope] |  |  |  | drying role | http://purl.allotrope.org/ontologies/role#AFRL_0000510
drying medium role | drying medium; drying agent role; drying agent |  | role | A drying medium role is a drying role of a material that takes or transports the solvent from the material being dried. [Allotrope] |  |  |  | drying role | http://purl.allotrope.org/ontologies/role#AFRL_0000512
drying role |  |  | role | A drying role role is a role realized in some drying process. [Allotrope] |  |  |  |  | http://purl.allotrope.org/ontologies/role#AFRL_0000511
drying temperature setting |  |  | result | A drying temperature setting is a temperature setting that specifies the intended temperature of a drying process. [Allotrope] |  |  |  | temperature setting | http://purl.allotrope.org/ontologies/result#AFR_0001930
due date (calibration) | due date |  | result | The due date is a time that specifies when the next calibration run is due. [Allotrope] |  |  |  |  | http://purl.allotrope.org/ontologies/result#AFR_0001829
duration | time |  | result | A measure of the magnitude of the time region in which the process occurs. [Allotrope] |  |  |  | process quantification facet | http://purl.allotrope.org/ontologies/result#AFR_0000951
duration setting |  |  | result | A duration setting is a setting that specifies the duration of a planned process or the duration after which a situation should trigger. [Allotrope] |  |  |  |  | http://purl.allotrope.org/ontologies/result#AFR_0001815
during |  |  | role | During is the contextual role of an information object that is about something within a temporal range of a process. [Allotrope] |  |  |  | temporal role | http://purl.allotrope.org/ontologies/role#AFRL_0000094
dwell time |  |  | result | The dwell time is a mass spectrometry system setting that specifies the time spent gathering data across a peak. [Allotrope] |  |  |  | mass spectrometry system setting | http://purl.allotrope.org/ontologies/result#AFR_0001867
dwell time setting (hot tack) |  |  | result | A dwell time setting (hot tack) is a control setting that specifies the duration of closure of the grips. [Allotrope] |  |  |  |  | http://purl.allotrope.org/ontologies/result#AFR_0002725
dye |  |  | material | A dye is a material that has the function to change the color of material. [Allotrope] |  |  |  |  | http://purl.allotrope.org/ontologies/material#AFM_0000085
dyeing | coloring |  | process | Dyeing is the changing of the color of some material. [Allotrope] |  |  |  | converting material | http://purl.allotrope.org/ontologies/process#AFP_0003771
dynamic vapor sorption | DVS |  | process | Dynamic vapor sorption is a gravimetric technique that measures how quickly and how much of a solvent is absorbed by a sample. It does this by varying the vapor concentration surrounding the sample and measuring the change in mass which this produces. [Wikipedia] |  | https://en.wikipedia.org/wiki/Dynamic_vapor_sorption |  |  | http://purl.allotrope.org/ontologies/process#AFP_0003765
dynamic vapor sorption role |  |  | role | A dynamic vapor sorption role is a role that is realized in some dynamic vapor sorption process. [Allotrope] |  |  |  |  | http://purl.allotrope.org/ontologies/role#AFRL_0000528
eccentricity |  |  | result | An eccentricity is a quality quantification facet that quantifies some eccentricity. [Allotrope] |  |  |  |  | http://purl.allotrope.org/ontologies/result#AFR_0002686
eccentricity (quality) |  |  | quality | The eccentricity of a conic section is a non-negative real number that uniquely characterizes its shape. [Wikipedia] |  | https://en.wikipedia.org/wiki/Eccentricity_(mathematics) |  | shape (quality) | http://purl.allotrope.org/ontologies/quality#AFQ_0000346
effluent |  |  | role | Effluent is a mobile phase eluting from a column. [Allotrope] |  |  |  | mobile phase | http://purl.allotrope.org/ontologies/role#AFRL_0000218
elapsed time |  |  | result | Elapsed time is a duration measured from a specific reference time point or timebase. [Allotrope] |  |  |  | duration | http://purl.allotrope.org/ontologies/result#AFR_0002050
electric charge | charge |  | result | Electric charge is the quality quantification facet that quantifies the integral of electric current over time. [Allotrope] |  | "Glossary of terms in quantities and units in Clinical Chemistry (IUPAC-IFCC Recommendations 1996)", Lehmann, H.P.;Fuentes-arderiu, X.;Bertello, L.F., Pure and Applied Chemistry 1996, 68(4), 957 |  | quality quantification facet | http://purl.allotrope.org/ontologies/result#AFR_0002111
electric charge | charge |  | result | Electric charge is the quality quantification facet that quantifies the integral of electric current over time. [Allotrope] |  | IUPAC. Compendium of Chemical Terminology, 2nd ed. (the "Gold Book"). Compiled by A. D. McNaught and A. Wilkinson. Blackwell Scientific Publications, Oxford (1997) |  | quality quantification facet | http://purl.allotrope.org/ontologies/result#AFR_0002111
electric charge (molecular quality) | charge; electric charge |  |  | Electric charge is a molecular quality that inheres in a molecular entity by virtue of the overall electric charge of the molecule, which is due to a comparison between the total number of electrons and the total number of protons. [PATO] |  |  |  | molecular entity quality | http://purl.obolibrary.org/obo/PATO_0002193
electric charge (quality) | charge; electric charge |  | quality | Electric charge is the electrical quality of matter that causes it to experience a force when placed in an electromagnetic field. [Wikipedia] |  |  |  | electrical and magnetic quality | http://purl.allotrope.org/ontologies/quality#AFQ_0000273
electric conductance | electric conductance (datum) |  | result | Electric conductance is the quality quantification facet that quantifies the reciprocal of a the resistance in a conductor. [IUPAC] |  | https://en.wikipedia.org/wiki/Electrical_resistance_and_conductance |  | quality quantification facet | http://purl.allotrope.org/ontologies/result#AFR_0001969
electric conductance | electric conductance (datum) |  | result | Electric conductance is the quality quantification facet that quantifies the reciprocal of a the resistance in a conductor. [IUPAC] |  | PAC, 1996, 68, 957. (Glossary of terms in quantities and units in Clinical Chemistry (IUPAC-IFCC Recommendations 1996)) |  | quality quantification facet | http://purl.allotrope.org/ontologies/result#AFR_0001969
electric conductance (quality) | electric conductance; conductance; conductance (quality) |  | quality | Electric conductance is the quality inhered in a conductor that is the reciprocal of a the electric resistance. [IUPAC] |  | https://en.wikipedia.org/wiki/Electrical_resistance_and_conductance |  | electrical and magnetic quality | http://purl.allotrope.org/ontologies/quality#AFQ_0000267
electric conductance (quality) | electric conductance; conductance; conductance (quality) |  | quality | Electric conductance is the quality inhered in a conductor that is the reciprocal of a the electric resistance. [IUPAC] |  | PAC, 1996, 68, 957. (Glossary of terms in quantities and units in Clinical Chemistry (IUPAC-IFCC Recommendations 1996)) |  | electrical and magnetic quality | http://purl.allotrope.org/ontologies/quality#AFQ_0000267
electric conductivity | electric conductivity (datum); conductivity (datum); conductivity |  | result | Electrical conductivity is a quality quantification facet that quantifies the reciprocal of resistivity in a conductor. [IUPAC] |  | PAC, 1996, 68, 957. (Glossary of terms in quantities and units in Clinical Chemistry (IUPAC-IFCC Recommendations 1996)) |  | quality quantification facet | http://purl.allotrope.org/ontologies/result#AFR_0001587
electric current | electric current (datum); current (datum); current |  | result | Current is a quality quantification datum that quantifies the ability to conduct an electrical charge. [PATO] |  |  |  | quality quantification facet | http://purl.allotrope.org/ontologies/result#AFR_0001856
electric current (quality) | electric current; current; current (quality) |  | quality | A quality inhering in a bearer by virtue of the bearer's ability to conduct an electrical charge. [Allotrope] |  |  |  | electrical and magnetic quality | http://purl.allotrope.org/ontologies/quality#AFQ_0000049
electric impedance |  |  | result | An electric impedance is a quality quantification facet quantifying the electric impedance of some material. [Allotrope] |  |  |  |  | http://purl.allotrope.org/ontologies/result#AFR_0002554
electric impedance (quality) | impedance; impedance (quality); electric impedance |  | quality | Electric impedance is the quality inhered in a conductor that is the complex representation of potential difference divided by the complex representation of the current. [IUPAC] |  | https://en.wikipedia.org/wiki/Electrical_resistance_and_conductance |  | electrical and magnetic quality | http://purl.allotrope.org/ontologies/quality#AFQ_0000339
electric impedance (quality) | impedance; impedance (quality); electric impedance |  | quality | Electric impedance is the quality inhered in a conductor that is the complex representation of potential difference divided by the complex representation of the current. [IUPAC] |  | PAC, 1996, 68, 957. (Glossary of terms in quantities and units in Clinical Chemistry (IUPAC-IFCC Recommendations 1996)) |  | electrical and magnetic quality | http://purl.allotrope.org/ontologies/quality#AFQ_0000339
electric resistance | electric resistance (datum); resistance; resistance (datum) |  | result | Electric resistance is the quality quantification facet that quantifies the electric potential difference divided by the electric current when there is no electromotive force in a conductor. [IUPAC] |  | https://en.wikipedia.org/wiki/Electrical_resistance_and_conductance |  | quality quantification facet | http://purl.allotrope.org/ontologies/result#AFR_0001971
electric resistance | electric resistance (datum); resistance; resistance (datum) |  | result | Electric resistance is the quality quantification facet that quantifies the electric potential difference divided by the electric current when there is no electromotive force in a conductor. [IUPAC] |  | PAC, 1996, 68, 957. (Glossary of terms in quantities and units in Clinical Chemistry (IUPAC-IFCC Recommendations 1996)) |  | quality quantification facet | http://purl.allotrope.org/ontologies/result#AFR_0001971
electric resistance (quality) | resistance (quality); electric resistance; resistance |  | quality | Electric resistance is the quality inhered in a conductor that is the electric potential difference divided by the electric current when there is no electromotive force in the conductor. [IUPAC] | Quality of a object or substance with the property of resisting opposing the flow of an electrical current. [NCI] | https://en.wikipedia.org/wiki/Electrical_resistance_and_conductance |  | electrical and magnetic quality | http://purl.allotrope.org/ontologies/quality#AFQ_0000067
electric resistance (quality) | resistance (quality); electric resistance; resistance |  | quality | Electric resistance is the quality inhered in a conductor that is the electric potential difference divided by the electric current when there is no electromotive force in the conductor. [IUPAC] | Quality of a object or substance with the property of resisting opposing the flow of an electrical current. [NCI] | PAC, 1996, 68, 957. (Glossary of terms in quantities and units in Clinical Chemistry (IUPAC-IFCC Recommendations 1996)) |  | electrical and magnetic quality | http://purl.allotrope.org/ontologies/quality#AFQ_0000067
electric resistivity | resistivity (datum); resistivity; electric resistivity (datum) |  | result | Electric resistivity is the is the quality quantification facet that quantifies the electric field strength divided by the current density when there is no electromotive force in a conductor. [IUPAC] |  | PAC, 1996, 68, 957. (Glossary of terms in quantities and units in Clinical Chemistry (IUPAC-IFCC Recommendations 1996)) |  | quality quantification facet | http://purl.allotrope.org/ontologies/result#AFR_0001970
electric resistivity (quality) | resistivity (quality); resistivity; electric resistivity |  | quality | Electric resistivity is the quality of the electric field strength divided by the current density when there is no electromotive force in a conductor. [IUPAC] |  | PAC, 1996, 68, 957. (Glossary of terms in quantities and units in Clinical Chemistry (IUPAC-IFCC Recommendations 1996)) |  | electrical and magnetic quality | http://purl.allotrope.org/ontologies/quality#AFQ_0000266
electrical and magnetic quality | electromagnetic radiation quality |  | quality | A physical quality that inheres in an bearer by virtue of how that bearer interacts with electromagnetic radiation. [Wikipedia] |  |  |  |  | http://purl.allotrope.org/ontologies/quality#AFQ_0000065
electrical conductivity (quality) | electrical conductivity; conductivity; conductivty (quality) |  |  | Electrical conductivity is the quality inhered in a conductor that is the reciprocal of resistivity. [IUPAC] |  | PAC, 1996, 68, 957. (Glossary of terms in quantities and units in Clinical Chemistry (IUPAC-IFCC Recommendations 1996)) |  | conductivity (quality); electrical and magnetic quality | http://purl.obolibrary.org/obo/PATO_0001757
electrical energy |  |  | material | Work resulting from the flow of electrons from a negative to a positive source. [NIST] |  |  |  | energy | http://purl.allotrope.org/ontologies/material#AFM_0000884
electrochemical coulometer |  |  | equipment | A piece of apparatus, consisting of an electrolytic cell, that is used to determine electric charge by measuring the amount of an element deposited or released at the cathode during a specified time. [Allotrope] |  |  |  | coulometer | http://purl.allotrope.org/ontologies/equipment#AFE_0000085
electrode |  |  | equipment | An electrode is an electrically-conducting device that exchanges electrons with an electrolyte as part of an electrical circuit. [Allotrope] |  |  |  | device | http://purl.allotrope.org/ontologies/equipment#AFE_0000422
electrolytic conductivity detector | ECD; Hall electrolytic conductivity detector |  | equipment | A conductivity probe to calculate the conductance value of a material at the selected reference temperature. [Allotrope] |  |  |  | measurement component | http://purl.allotrope.org/ontologies/equipment#AFE_0000368
electrolytic conductivity measurement | electrolytic conductivity detection |  | process | An electrolytic conductivity measurement is a measurement of the electrolytic conductivity of a material. [Allotrope] |  |  |  | measuring | http://purl.allotrope.org/ontologies/process#AFP_0003766
electromagnetic energy | electromagnetic radiation; EMR; electro-magnetic energy; electro-magnetic radiation; radiation energy |  | material | Energy that is propagated through free space or through a material medium in the form of electro-magnetic waves. [NIST] |  |  |  | energy | http://purl.allotrope.org/ontologies/material#AFM_0000888
electromagnetic radiation chromatogram | EMR chromatogram |  | result | An electromagnetic radiation chromatogram is a distribution function of a electromagnetic radiation detector signal versus time of acquisition or versus volume of analyte. [Allotrope] |  |  |  |  | http://purl.allotrope.org/ontologies/result#AFR_0000308
electromagnetic radiation quality | EM radiation quality |  |  | A physical quality that inheres in an bearer by virtue of how that bearer interacts with electromagnetic radiation. [PATO] |  |  |  |  | http://purl.obolibrary.org/obo/PATO_0001291
electromagnetic radiation source | EMR source; light source |  | equipment | A source of a range of electromagnetic waves. [Allotrope] |  |  |  | radiation source | http://purl.allotrope.org/ontologies/equipment#AFE_0000097
electromagnetic radiation spectrum | electromagnetic spectrum; EMR spectrum |  | result | The electromagnetic radiation spectrum is the range of frequencies (the spectrum) of electromagnetic radiation and their respective wavelengths and photon energies. [Wikipedia] |  | https://en.wikipedia.org/wiki/Electromagnetic_spectrum |  | data distribution function | http://purl.allotrope.org/ontologies/result#AFR_0000417
electron | β−; e− |  | material | Elementary particle not affected by the strong force having a spin quantum number 1/2, a negative elementary charge and a rest mass of 0.000 548 579 903(13) u. [IUPAC] |  | https://en.wikipedia.org/wiki/Electron |  | lepton | http://purl.allotrope.org/ontologies/material#AFM_0000418
electron | β−; e− |  | material | Elementary particle not affected by the strong force having a spin quantum number 1/2, a negative elementary charge and a rest mass of 0.000 548 579 903(13) u. [IUPAC] |  | Green Book, 2nd ed., p. 93 |  | lepton | http://purl.allotrope.org/ontologies/material#AFM_0000418
electron beam working distance |  |  | result | An electron beam working distance is a quality quantification facet quantifying the distance between the final lens and the focal point of the electron beam. [Allotrope] |  |  |  |  | http://purl.allotrope.org/ontologies/result#AFR_0002470
electron capture detector | ECD |  | equipment | An electron capture detector is a measurement component that measures an analyte in a gas stream through the attachment of electrons via electron capture ionization. [Allotrope] |  | https://en.wikipedia.org/wiki/Electron_capture_detector |  | measurement component | http://purl.allotrope.org/ontologies/equipment#AFE_0000534
electron capture measurement | electron capture detection; ECD; electron capture dissociation |  | process | Electron capture measurement is a measurement that is sensitive to electronegative compounds (e.g. halogenated compounds). A beta-particle emitter (e.g. 63Ni) is used to produce an electron beam, which is passed between two electrodes. As the sample is passed through the e-beam, organic functional groups interact with the electrons, interrupting the current. [Allotrope, CHMO] |  | https://en.wikipedia.org/wiki/Electron_capture_detector#Gas_chromatograph_detector |  | measuring | http://purl.allotrope.org/ontologies/process#AFP_0001113
electron energy |  |  | quality | Electron energy is the translational energy that electrons acquire when accelerated in an electric field. [IUPAC] |  | IUPAC. Analytical Division. Compendium of Analytical Nomenclature (the Orange Book). Definitive Rules, 1979. Compiled by J. Inczédy, T. Lengyel, A. M. Ure. Blackwell Scientific Publications, Oxford (1997). |  |  | http://purl.allotrope.org/ontologies/quality#AFQ_0000264
electron energy |  |  | quality | Electron energy is the translational energy that electrons acquire when accelerated in an electric field. [IUPAC] |  | IUPAC. Compendium of Chemical Terminology, 2nd ed. (the Gold Book). Compiled by A. D. McNaught and A.Wilkinson. Blackwell Scientific Publications, Oxford (1997). |  |  | http://purl.allotrope.org/ontologies/quality#AFQ_0000264
electron energy |  |  | quality | Electron energy is the translational energy that electrons acquire when accelerated in an electric field. [IUPAC] |  | K. K. Murray, R. K. Boyd, M. N. Eberlin, G. J. Langley, L. Li and Y. Naito, Pure Appl. Chem., 2013, 85, 1515-1609 |  |  | http://purl.allotrope.org/ontologies/quality#AFQ_0000264
electron energy setting |  |  | result | An electron energy setting is a voltage setting controlling the voltage in a source to accelerate electrons to the specified eV kinetic energy. [Allotrope] |  |  |  | voltage setting | http://purl.allotrope.org/ontologies/result#AFR_0002317
electron energy-loss spectrum | EELS spectra; EELS spectrum; electron energy loss spectroscopy (EELS) spectra; electron energy loss spectroscopy (EELS) spectrum; electron energy-loss spectra |  | result | A plot of intensity vs. energy loss obtained by measuring the energy lost by electrons on interacting with a surface. [CHMO] |  |  |  | data distribution function | http://purl.allotrope.org/ontologies/result#AFR_0000142
electron ionization | electron impact; EI; electron impact ionization |  | process | Electron ionization is a ionization that removes one or more electrons from an atom or molecule through interactions with electrons that are typically accelerated to energies between 10 and 150 eV. [IUPAC] |  | K. K. Murray, R. K. Boyd, M. N. Eberlin, G. J. Langley, L. Li and Y. Naito, Pure Appl. Chem., 2013, 85, 1515-1609 |  |  | http://purl.allotrope.org/ontologies/process#AFP_0001701
electron ionization source | EI source; electron impact source |  | equipment | An electron ionization source is an ion source that consists of an ionization chamber and a thin strip of metal that is heated electrically to incandescence or a temperature at which it emits free electrons that are accelerated through a potential to an energy where they ionize the sample. [CHMO] |  |  |  |  | http://purl.allotrope.org/ontologies/equipment#AFE_0000223
electronic absorbance bandwidth setting | detector bandwidth setting |  | result | An electronic absorbance bandwidth setting is an electronic absorbance detector setting parameter that specifies the bandwidth of a particular signal to be measured by the device. [Allotrope] |  |  |  | electronic absorbance detector setting; detector bandwidth setting | http://purl.allotrope.org/ontologies/result#AFR_0001253
electronic absorbance detection wavelength |  |  | quality | The electronic absorbance detection wavelength is the detection wavelength setting of an electronic absorbance detector. [Allotrope] |  |  |  | detection wavelength | http://purl.allotrope.org/ontologies/quality#AFQ_0000197
electronic absorbance detector |  |  | equipment | An electronic absorbance detector is a detector that detects material by way of the electronic absorbance of a electromagnetic ray transmitted through the material. [Allotrope] |  |  |  | measurement component | http://purl.allotrope.org/ontologies/equipment#AFE_0000734
electronic absorbance detector setting |  |  | result | An electronic absorbance detector setting is a setting that specifies a device configuration of an electronic absorbance detector. [Allotrope] |  |  |  | detector setting | http://purl.allotrope.org/ontologies/result#AFR_0001248
electronic absorbance measurement | electronic absorbance measuring; electronic absorption detection |  | process | Electronic absorption measurement is a measurement that is based on the absorption of energy by electronic transitions. [Allotrope] |  |  |  | measuring | http://purl.allotrope.org/ontologies/process#AFP_0002188
electronic absorbance reference bandwidth setting | detector reference bandwidth setting |  | result | An electronic absorbance reference bandwidth setting is an electronic absorbance detector setting parameter that specifies the bandwidth of the reference signal that is subtracted from a particular signal of the device in order to compensate for background signal and noise. [Allotrope] |  |  |  | electronic absorbance detector setting | http://purl.allotrope.org/ontologies/result#AFR_0001251
electronic absorbance reference wavelength setting | detector reference wavelength setting |  | result | An electronic absorbance reference wavelength setting is an electronic absorbance detector setting parameter that specifies the nominal reference wavelength of the reference signal that is subtracted from a particular signal of the device in order to compensate for background signal and noise. [Allotrope] |  |  |  | electronic absorbance detector setting | http://purl.allotrope.org/ontologies/result#AFR_0001252
electronic absorbance wavelength setting | detector wavelength setting |  | result | An electronic absorbance wavelength setting that is an electronic absorbance detector setting parameter that specifies the nominal wavelength of a particular signal to be measured by the device. [Allotrope] |  |  |  | electronic absorbance detector setting; detector wavelength setting | http://purl.allotrope.org/ontologies/result#AFR_0001254
electronic absorption spectrum |  |  | result | A plot of absorbance vs. wavelength, obtained by measuring the amount of radiation absorbed by a sample as a function of the wavelength of incident radiation, which reflects the electronic degrees of freedom of an atom or molecule. [CHMO] |  |  |  | data distribution function | http://purl.allotrope.org/ontologies/result#AFR_0000514
electronic project record | project |  | result | An electronic project is a user-defined collection of methods, results, sign-offs, audit trails, custom fields, and raw data. [Allotrope] |  |  |  | electronic record | http://purl.allotrope.org/ontologies/result#AFR_0002331
electronic record |  |  | result | Electronic record is a document (any combination of text, graphics, data, audio, pictorial, or other information representation) in digital form that is created, modified, maintained, archived, retrieved, or distributed by a computer system. [FDA] |  |  |  |  | http://purl.allotrope.org/ontologies/result#AFR_0002038
electronic record |  |  | audit | Electronic record means any combination of text, graphics, data, audio, pictorial, or other information representation in digital form that is created, modified, maintained, archived, retrieved, or distributed by a computer system. [FDA] |  |  |  | aggregation; entity | http://purl.allotrope.org/ontologies/audit#ElectronicRecord
electronic signature |  |  | audit | Electronic signature means a computer data compilation of any symbol or series of symbols executed, adopted, or authorized by an individual to be the legally binding equivalent of the individual's handwritten signature. [FDA] |  | http://www.ecfr.gov/cgi-bin/retrieveECFR?gp=&SID=f86d6109af312153acbfc58dd94fcf30&mc=true&n=pt21.1.11&r=PART&ty=HTML |  | entity | http://purl.allotrope.org/ontologies/audit#ElectronicSignature
electronic signature |  |  |  | An electronic version of an individual's name or personal mark used to sign electronic documents, signifying that the writing which precedes accords with one's wishes and intentions. [NCI] |  |  |  | signature | http://purl.obolibrary.org/obo/NCIT_C142533
electronic signature document |  |  | result | An electronic signature document is a document about some electronic signature. [Allotrope] |  |  |  |  | http://purl.allotrope.org/ontologies/result#AFR_0002769
electronic spectroscopy |  |  | process | Any spectroscopic method which probes the electronic degrees of freedom of an atom or molecule. [CHMO] |  |  |  | spectrometry | http://purl.allotrope.org/ontologies/process#AFP_0001655
electropherogram |  |  | result | An electropherogram is the outcome of a capillary electrophoresis that reports the response of a detector as a function of time. [Allotrope] |  |  |  | data distribution function | http://purl.allotrope.org/ontologies/result#AFR_0000133
electrophoresis | electrophoretic analysis; cataphoresis |  | process | An electrophoresis is a separation where colloidal particles move at different speeds according to their electrophoretic mobilities in a separation medium, across which an electric field is applied. [CHMO] |  |  |  | dividing | http://purl.allotrope.org/ontologies/process#AFP_0000669
electroporation | electropermeabilization |  | process | A method for introducing polar molecules into a host cell through the cell membrane. A large electric pulse (300-400 mV for <1 ms) temporarily disturbs the phospholipid bilayer, allowing molecules like DNA to pass into the cell. [CHMO] |  |  |  | transferring | http://purl.allotrope.org/ontologies/process#AFP_0001367
electrospray inlet | electrospray needle; electrospray emitter |  | equipment | Inlet used for introducing the liquid sample into an electrospray ionization source. [PSI/MS] |  |  |  | ion source inlet | http://purl.allotrope.org/ontologies/equipment#AFE_0000669
electrospray ionization | ESI; ionspray |  | process | Spray ionization process in which either cations or anions in solution are transferred to the gas phase via formation and desolvation at atmospheric pressure of a stream of highly charged droplets that result from applying a potential difference between the tip of the electrospray needle containing the solution and a counter electrode. [IUPAC] |  | J. B. Fenn, M. Mann, C. K. Meng, S. F. Wong, C. M. Whitehouse. Science 246, 64 (1989). |  | spray ionization | http://purl.allotrope.org/ontologies/process#AFP_0002103
electrospray ionization | ESI; ionspray |  | process | Spray ionization process in which either cations or anions in solution are transferred to the gas phase via formation and desolvation at atmospheric pressure of a stream of highly charged droplets that result from applying a potential difference between the tip of the electrospray needle containing the solution and a counter electrode. [IUPAC] |  | K. K. Murray, R. K. Boyd, M. N. Eberlin, G. J. Langley, L. Li and Y. Naito, Pure Appl. Chem., 2013, 85, 1515-1609 |  | spray ionization | http://purl.allotrope.org/ontologies/process#AFP_0002103
electrospray ionization | ESI; ionspray |  | process | Spray ionization process in which either cations or anions in solution are transferred to the gas phase via formation and desolvation at atmospheric pressure of a stream of highly charged droplets that result from applying a potential difference between the tip of the electrospray needle containing the solution and a counter electrode. [IUPAC] |  | M. Dole, L. L. Mack, R. L. Hines, R. C. Mobley, L. D. Ferguson, M. B. Alice. J. Chem. Phys. 49, 2240 (1968). |  | spray ionization | http://purl.allotrope.org/ontologies/process#AFP_0002103
eluate |  |  | role | A mobile phase that is analyte material coming from the chromatograph. [Allotrope] |  |  |  | mobile phase | http://purl.allotrope.org/ontologies/role#AFRL_0000219
eluent |  |  | role | Eluent is a mobile phase entering a column to perform a separation of material. [Allotrope] |  |  |  | mobile phase | http://purl.allotrope.org/ontologies/role#AFRL_0000220
email address |  |  |  | An email address identifies an email box to which email messages are delivered. [Wikipedia] |  | RFC 5322 |  | communication facet | http://purl.obolibrary.org/obo/IAO_0000429
email address |  |  |  | An email address identifies an email box to which email messages are delivered. [Wikipedia] |  | https://en.wikipedia.org/wiki/Email_address |  | communication facet | http://purl.obolibrary.org/obo/IAO_0000429
emission |  |  | process | The achievement that a signal has left a source in an information transmission. [Allotrope] |  |  |  | achievement | http://purl.allotrope.org/ontologies/process#AFP_0003437
emission bandwidth setting |  |  | result | An emission bandwidth setting is a control setting that specifies the bandwidth of a particular signal to be emitted by a source. [Allotrope] |  |  |  |  | http://purl.allotrope.org/ontologies/result#AFR_0002487
emulsion |  |  | material | An is a colloid where the continuous phase is a liquid and the dispersed phase is a liquid. [Allotrope] |  |  | milk that is mixed oil in water | dispersion colloid | http://purl.allotrope.org/ontologies/material#AFM_0001016
enabled setting | enabled flag; enabled flag setting |  | result | An enabled flag setting is control setting that controls whether a process is running in a specific situation controlled by the setting. [Allotrope] |  |  |  | control setting | http://purl.allotrope.org/ontologies/result#AFR_0002280
enantiomeric excess |  |  | quality | The absolute value of the mole fraction for one enantiomer in a mixture minus the mole fraction for the other enantiomer. [CHMO] |  | doi:10.1359/goldbook.E02070 |  | stereochemical composition | http://purl.allotrope.org/ontologies/quality#AFQ_0000220
enantiomeric impurity role | enantiomere; enantiomeric impurity |  | role | An enantiomeric impurity is the impurity role of a compound with the same molecular formula as the drug substance that differs in the spatial arrangement of atoms within the molecule and is a non-superimposable mirror image. [ICH-Q3A] |  |  |  | impurity role | http://purl.allotrope.org/ontologies/role#AFRL_0000422
enantiomeric ratio |  |  | quality | The ratio of the percentage of one enantiomer in a mixture to that of the other. [CHMO] |  |  |  | stereochemical composition | http://purl.allotrope.org/ontologies/quality#AFQ_0000219
end |  |  | process | The process boundary when the process ends. [Allotrope] |  |  |  |  | http://purl.allotrope.org/ontologies/process#AFP_0003286
end delay | end time offset |  | result | An end delay is a process property that describes a difference in time between an end process boundary and some other point in time. [Allotrope] |  |  |  |  | http://purl.allotrope.org/ontologies/result#AFR_0002701
end event specification |  |  | result | An end event specification is an event specification that is about the end of some process. [Allotrope] |  |  |  | event specification | http://purl.allotrope.org/ontologies/result#AFR_0001554
end height |  |  | result | An end height is the height of some entity at the end of a process. [Allotrope] |  |  |  |  | http://purl.allotrope.org/ontologies/result#AFR_0002628
end point determination setting |  |  | result | An end point determination setting is a control setting that specifies the end point of an analysis. [Allotrope] |  |  |  |  | http://purl.allotrope.org/ontologies/result#AFR_0002397
end strain point |  |  | result | An end strain point is the data point with the highest abscissa value on a line between two points on a stress-strain curve. [Allotrope] |  |  |  |  | http://purl.allotrope.org/ontologies/result#AFR_0002587
end time |  |  | result | A end time is a time that denotes the end of some process. [Allotrope] |  |  |  |  | http://purl.allotrope.org/ontologies/result#AFR_0002423
end time setting |  |  | result | An end time setting is a setting specifying the end time of some process. [Allotrope] |  |  |  | time setting | http://purl.allotrope.org/ontologies/result#AFR_0002563
endcapping role | endcapping |  | role | An endcapping role is a supporting material role with the purpose of preventing chromatographic analytes from interacting with the substrate of the stationary phase. [Allotrope] |  |  |  |  | http://purl.allotrope.org/ontologies/role#AFRL_0000486
endothermic peak |  |  | result | An endothermic peak is a differential scanning calorimetry peak peak resulting from energy transfer to the sample heating cell. [Allotrope] |  |  |  | differential scanning calorimetry peak | http://purl.allotrope.org/ontologies/result#AFR_0000780
energetic process |  |  | process | A process where an agent affects energy flowing in and out of a system or affecting the energetic state of materials. [Allotrope] |  |  |  |  | http://purl.allotrope.org/ontologies/process#AFP_0003321
energizing state | energizing; providing energy; supplying energy |  | process | State of making energy available for a consumer. [Allotrope] |  |  |  | supplying state | http://purl.allotrope.org/ontologies/process#AFP_0003481
energy |  |  | material | Energy must be transferred to an object in order to perform work on, or to heat the object. It can be converted in form, but not created or destroyed. [Wikipedia] |  |  |  |  | http://purl.allotrope.org/ontologies/material#AFM_0000880
energy (datum) | energy |  | result | Energy amount is a quantification of the energy quality of a material or the amount of energy. [Allotrope] | Energy is a material entity in BFO, so the energy quantification is about is amount quality. Material (matter) can bear energy, in this case it is the quantification of the energy quality. |  |  | quality quantification facet | http://purl.allotrope.org/ontologies/result#AFR_0001880
energy (quality) | energy |  | quality | Energy (quality) is the amount of energy that a material entity contains. [Allotrope] | Energy is in BFO considered a material entity. |  |  |  | http://purl.allotrope.org/ontologies/quality#AFQ_0000253
enthalpy | enthalpy (datum) |  | result | Enthalpy (datum) is a quantification datum that quantifies the internal energy of a system plus the product of pressure and volume. Its change in a system is equal to the heat brought to the system at constant pressure. [IUPAC] |  | Green Book, 2nd ed., p. 48 |  | quality quantification facet | http://purl.allotrope.org/ontologies/result#AFR_0002021
enthalpy | enthalpy (datum) |  | result | Enthalpy (datum) is a quantification datum that quantifies the internal energy of a system plus the product of pressure and volume. Its change in a system is equal to the heat brought to the system at constant pressure. [IUPAC] |  | PAC, 1990, 62, 2167. (Glossary of atmospheric chemistry terms (Recommendations 1990)) on page 2187 |  | quality quantification facet | http://purl.allotrope.org/ontologies/result#AFR_0002021
enthalpy | enthalpy (datum) |  | result | Enthalpy (datum) is a quantification datum that quantifies the internal energy of a system plus the product of pressure and volume. Its change in a system is equal to the heat brought to the system at constant pressure. [IUPAC] |  | PAC, 1996, 68, 957. (Glossary of terms in quantities and units in Clinical Chemistry (IUPAC-IFCC Recommendations 1996)) on page 972 |  | quality quantification facet | http://purl.allotrope.org/ontologies/result#AFR_0002021
enthalpy (quality) | enthalpy |  | quality | Enthalpy (quality) is the quality of a system that is the internal energy of the system plus the product of pressure and volume. Its change in a system is equal to the heat brought to the system at constant pressure. [IUPAC] |  |  |  |  | http://purl.allotrope.org/ontologies/quality#AFQ_0000269
enthalpy of fusion | enthalpy of melting; enthalpy of melting (datum); enthalpy of fusion (datum); heat of fusion |  | result | The enthalpy of fusion datum is quantification of the amount of energy (enthalpy) that must be added to a solid substance, to transform a quantity of that substance into a liquid. [Wikipedia] |  | https://en.wikipedia.org/wiki/Enthalpy_of_fusion |  | quality quantification facet | http://purl.allotrope.org/ontologies/result#AFR_0002163
enthalpy of fusion (quality) | enthalpy of melting; enthalpy of melting (quality); enthalpy of fusion; latent heat of fusion; heat of fusion |  | quality | The enthalpy of fusion is a quality inhered in of a solid substance that is the change in its enthalpy resulting from providing energy, typically heat, to a specific quantity of the substance to change its state from a solid to a liquid, at constant pressure. [Wikipedia] |  | https://en.wikipedia.org/wiki/Enthalpy_of_fusion |  | thermal quality | http://purl.allotrope.org/ontologies/quality#AFQ_0000280
enthalpy of sublimation | enthalpy of sublimation (datum); heat of sublimation |  | result | The enthalpy of sublimation datum is quantification of the amount of energy (enthalpy) that must be added to a solid substance, to transform a quantity of that substance into a gas. [Wikipedia] |  | https://en.wikipedia.org/wiki/Enthalpy_of_sublimation |  | quality quantification facet | http://purl.allotrope.org/ontologies/result#AFR_0002169
enthalpy of sublimation (quality) | enthalpy of sublimation; heat of sublimation |  | quality | The enthalpy of sublimation is a quality inhered in a solid substance that is the amount of energy (enthalpy) that must be added to the solid substance, to transform a quantity of that substance into a gas. [Wikipedia] |  | https://en.wikipedia.org/wiki/Enthalpy_of_sublimation |  | thermal quality | http://purl.allotrope.org/ontologies/quality#AFQ_0000286
enthalpy of vaporization | enthalpy of vaporization (datum); heat of vaporization |  | result | The enthalpy of vaporization datum is quantification of the amount of energy (enthalpy) that must be added to a liquid substance, to transform a quantity of that substance into a gas. [Wikipedia] |  | https://en.wikipedia.org/wiki/Enthalpy_of_vaporization |  | quality quantification facet | http://purl.allotrope.org/ontologies/result#AFR_0002166
enthalpy of vaporization (quality) | latent heat of vaporization; heat of vaporization; enthalpy of vaporization; heat of evaporation |  | quality | The enthalpy of vaporization is a quality inhered in a liquid substance that is the amount of energy (enthalpy) that must be added to the liquid substance, to transform a quantity of that substance into a gas. [Wikipedia] |  | https://en.wikipedia.org/wiki/Enthalpy_of_vaporization |  | thermal quality | http://purl.allotrope.org/ontologies/quality#AFQ_0000281
entity |  |  |  | An entity is anything that exists or has existed or will exist. [BFO] |  |  | Julius Caesar; your body mass index; Verdi’s Requiem; the Second World War |  | http://purl.obolibrary.org/obo/BFO_0000001
entity role |  |  | audit | The role of an entity in an audit trail record. [Allotrope] |  |  |  | role | http://purl.allotrope.org/ontologies/audit#EntityRole
environmental material |  |  |  | An environmental material is a fiat object which forms the medium or part of the medium of an environmental system. [ENVO] |  |  |  |  | http://purl.obolibrary.org/obo/ENVO_00010483
environmental situation | environment |  | realizable | A situation that is realized in a processes outside the system boundary of an operation situation of a device. [Allotrope] |  |  | example: humid conditions | situation | http://purl.allotrope.org/ontologies/realizable#AFRE_0000005
environmental system |  |  |  | A system which has the disposition to environ one or more material entities. [ENVO] |  |  |  |  | http://purl.obolibrary.org/obo/ENVO_01000254
equant particle shape | equant |  | quality | An equant particle shape is a shape of particle with similar height, width, and length. [Allotrope] | Equant particles may be spherical or cuboid. |  |  |  | http://purl.allotrope.org/ontologies/quality#AFQ_0000303
equilibration |  |  | process | Equilibration is the process of bring the state of a system to an equilibrium. [Allotrope] |  |  |  | changing | http://purl.allotrope.org/ontologies/process#AFP_0001606
equilibration time |  |  | result | An equilibration time is an elapsed time required to reach an equilibrium state after a perturbation. [Allotrope] |  |  |  | elapsed time | http://purl.allotrope.org/ontologies/result#AFR_0002128
equimolar spectrophotometry |  |  | process | A method where the absorption of radiation in the ultraviolet to near-infrared (0.1-2.5 µm) is used to calculate stability constants by equimolar dilution. [CHMO] |  |  |  |  | http://purl.allotrope.org/ontologies/process#AFP_0000813
equipment serial number | instrument serial number; machine serial number; device serial number |  | result | Equipment serial number is a serial number that identifies an equipment used in the measuring by its serial number. [Allotrope] |  |  |  | device identifier | http://purl.allotrope.org/ontologies/result#AFR_0001119
equivalence point volume | equivalence point |  | result | The equivalence point volume is the volume added in a titration which contains a chemically equivalent quantity of titrant to the analyte in the sample. [Allotrope] |  |  |  |  | http://purl.allotrope.org/ontologies/result#AFR_0002046
error |  |  | result | An error is a description of a discrepancy between a computed, observed, or measured value or condition and the true, specified, or theoretically correct value or condition. [NCI] |  | http://purl.obolibrary.org/obo/ncit.owl |  | description | http://purl.allotrope.org/ontologies/result#AFR_0002804
error aggregate document |  |  | result | An error aggregate document is a document that aggregates error documents. [Allotrope] |  |  |  |  | http://purl.allotrope.org/ontologies/result#AFR_0002951
error code |  |  | result | An error code is a code that indicates the error associated with the aborted state of a planned process. [Allotrope] |  |  |  | code | http://purl.allotrope.org/ontologies/result#AFR_0002790
error document |  |  | result | An error document is a document that encompasses the information associated with some error. [Allotrope] |  |  |  |  | http://purl.allotrope.org/ontologies/result#AFR_0002952
error feature |  |  | result | An error feature is a facet that defines the feature with the role of a description or classification of a property, characteristic or facet of some data with the role of error. [Allotrope] |  |  |  |  | http://purl.allotrope.org/ontologies/result#AFR_0002953
ethene (molecule) |  |  |  | A compound consisting of two bivalently-bonded carbon atoms, each bonded to two hydrogen atoms. [Allotrope] |  |  |  | molecule | http://purl.obolibrary.org/obo/CHEBI_18153
ethene gas | ethene |  | material | Ethene gas is a gas that is composed of ethene molecules. [Allotrope] |  |  |  | gas | http://purl.allotrope.org/ontologies/material#AFM_0001127
evacuating (chem) | evacuating |  | process | Evacuating is the removing of gasses from a container to create a vacuum. [Allotrope] |  |  |  | removing | http://purl.allotrope.org/ontologies/process#AFP_0003785
evacuation rate (quality) |  |  | quality | An evacuation rate is a flow rate indicating the rate at which gas is removed from a chamber. [Allotrope] |  |  |  |  | http://purl.allotrope.org/ontologies/quality#AFQ_0000276
evacuation rate setting |  |  | result | An evacuation rate setting is a control setting that controls the evacuation rate. [Allotrope] |  |  |  | flow rate setting | http://purl.allotrope.org/ontologies/result#AFR_0002125
evacuation time setting |  |  | result | An evacuation time setting is a control setting that controls the time when a chamber is to be evacuated. [Allotrope] |  |  |  | time setting | http://purl.allotrope.org/ontologies/result#AFR_0002126
evaporative light scattering detection | ELSD; evaporative light scattering process; evaporative light scattering measurement |  | process | A detection method where a liquid containing the sample is atomized in a gas, forming small droplets which are allowed to evaporate leaving the sample as fine particles. The suspended particles pass through a light beam and the scattered light transmitted by the particles is sensed by a photodiode or photomultiplier tube. The response can be quantitative and relative to the amount of molecules eluting. [Allotrope, CHMO] |  |  |  | measuring | http://purl.allotrope.org/ontologies/process#AFP_0003837
evaporative light scattering detector | ELSD |  | equipment | An evaporative light scattering detector is a detector that detects material by way of the measurement of the scattering of light after nebulization with an inert carrier gas and evaporation of the solvent. [Allotrope] |  |  |  | detector | http://purl.allotrope.org/ontologies/equipment#AFE_0002277
event |  |  | process | An event is an occurrent that is an accomplishment or an achievement. [Allotrope] |  |  |  |  | http://purl.allotrope.org/ontologies/process#AFP_0003737
event specification |  |  | result | An event specification is a specification about a point in time when a specific situation is realized or at process boundary. [Allotrope] |  |  |  | specification | http://purl.allotrope.org/ontologies/result#AFR_0001547
exact mass |  |  | quality | Exact mass is a quality of mass of an isotopic species that is obtained by summing the masses of the individual isotopes of the molecule. [Wikipedia] |  |  |  | mass (quality) | http://purl.allotrope.org/ontologies/quality#AFQ_0000123
exception description |  |  | result | An exception description is a description of some unexpected, unusual or unintended situation. [Allotrope] |  |  |  |  | http://purl.allotrope.org/ontologies/result#AFR_0002682
exception role | exception |  | role | A contextual role of information the describes an unexpected, unusual or unintended situation. [Allotrope] |  |  |  | descriptive purpose | http://purl.allotrope.org/ontologies/role#AFRL_0000074
excess | difference |  | quality | An excess is a relational quality that is the difference in magnitude of two qualities of the same kind. [Allotrope] |  |  |  |  | http://purl.allotrope.org/ontologies/quality#AFQ_0000221
excimer lamp | excilamp; UV/VIS lamp |  | equipment | An excimer lamp is a light source of ultraviolet light produced by spontaneous emission of excimer (exciplex) molecules. [Wikipedia] |  | https://en.wikipedia.org/wiki/Excimer_lamp |  | UV lamp | http://purl.allotrope.org/ontologies/equipment#AFE_0001754
excipient role | excipient |  | role | Excipient is a role of a generally pharmacologically inactive substance that is formulated with the active ingredient of a medication. [ChEBI] |  |  |  | formulation role | http://purl.allotrope.org/ontologies/role#AFRL_0000226
excitation bandwidth setting |  |  | result | An excitation bandwidth setting is a control setting specifying the bandwidth of the beam used for the excitation of the sample. [Allotrope] |  |  |  |  | http://purl.allotrope.org/ontologies/result#AFR_0002548
excitation laser power setting | laser power; excitation laser power |  | result | The excitation laser power setting is the power of the laser beam used for exciting the sample. [Allotrope] |  | PAC, 1981, 53, (Presentation of raman spectra in data collections (Recommendations 1981)) |  | Raman spectrometer setting | http://purl.allotrope.org/ontologies/result#AFR_0001595
excitation laser wavelength setting (Raman) | excitation laser wavelength; laser wavelength |  | result | The excitation laser wavelength setting is the wavelength of the laser beam used for the Raman excitation of the sample. [Allotrope] |  | PAC, 1981, 53, (Presentation of raman spectra in data collections (Recommendations 1981)) |  | Raman spectrometer setting | http://purl.allotrope.org/ontologies/result#AFR_0001594
excitation spectrum |  |  | result | An excitation spectrum is a plot of the spectral radiant exitance or of the spectral photon exitance against the frequency (or wavenumber, or wavelength) of excitation. [IUPAC] |  |  |  | data distribution function | http://purl.allotrope.org/ontologies/result#AFR_0000146
excitation wavelength setting |  |  | result | An excitation wavelength setting is a control setting specifying the wavelength of the beam used for the excitation of the sample. [Allotrope] |  |  |  |  | http://purl.allotrope.org/ontologies/result#AFR_0002479
excitation-emission spectrum | excitation-emission spectra; excitation-emission spectrum |  | result | A three-dimensional spectrum generated by scanning the emission spectrum at incremental steps of excitation wavelength. [CHMO] |  |  |  |  | http://purl.allotrope.org/ontologies/result#AFR_0000412
exclusive gateway |  |  | result | An exclusive gateway is a transition specification that has multiple conditional activity successors and an optional default transition. The guard conditions on the successors are checked and at most one of them must be true at the runtime. If no guard condition is met then the optional default transition is done or the process terminates. [Allotrope] |  |  |  | transition specification | http://purl.allotrope.org/ontologies/result#AFR_0001623
exhaust gas flow rate |  |  | result | An exhaust gas flow rate is a flow rate that quantifies the flow rate of the exhaust gas. [Allotrope] |  |  |  |  | http://purl.allotrope.org/ontologies/result#AFR_0002159
exhaust gas role (DVS) | exhaust gas; exhaust gas role |  | role | An exhaust gas role is the role of the waste gas exhausted from the system in the dynamic vapor sorption process. [Allotrope] |  |  |  | dynamic vapor sorption role | http://purl.allotrope.org/ontologies/role#AFRL_0000529
exothermic peak |  |  | result | An exothermic peak is a differential scanning calorimetry peak resulting from energy transfer from the sample heating cell to the surrounding. [Allotrope] |  |  |  | differential scanning calorimetry peak | http://purl.allotrope.org/ontologies/result#AFR_0000776
expected average peak width setting (chromatography) | set peak width; expected average peak width setting; peak width |  | result | Expected average peak width setting is a data processing setting that indicates a typical peak width for the time period specified. [Allotrope] |  |  |  |  | http://purl.allotrope.org/ontologies/result#AFR_0001693
expected datum |  |  | role | An expected datum is a descriptive datum that describes a information that was predicted or assumed to be the outcome of some process . [Allotrope] |  |  |  | descriptive purpose | http://purl.allotrope.org/ontologies/role#AFRL_0000474
expected qualifier transition ratio |  |  | result | An expected qualifier transition ratio is a qualifier transition ratio that has the contextual role of an expected datum. [Allotrope] |  |  |  | qualifier transition ratio | http://purl.allotrope.org/ontologies/result#AFR_0001875
expected retention time |  |  | result | An expected retention time is a peak facet that indicates the expected retention time as specified by the data processing method. [Allotrope] |  |  |  | chromatography peak facet | http://purl.allotrope.org/ontologies/result#AFR_0002789
experiment |  |  | process | An experiment is a planned process that has the goal of verifying, falsifying, or establishing the validity of a hypothesis. [SIO] |  | http://semanticscience.org/resource/SIO_000994 |  | producing | http://purl.allotrope.org/ontologies/process#AFP_0003735
experiment identifier |  |  | result | An experiment identifier is an identifier that identifies an experiment. [Allotrope] |  |  |  |  | http://purl.allotrope.org/ontologies/result#AFR_0002009
experiment result | experiment report; result; experimental result |  | result | An experiment result is description, that is the data output of an experiment regarding its hypothesis. [Allotrope] |  |  |  | experimental data | http://purl.allotrope.org/ontologies/result#AFR_0002011
experiment sample role | experiment sample |  | role | An experiment sample is a role that is played by a material object of interest in an assay used to obtain generalizable information about the sample source. [Allotrope] |  |  |  | sample role | http://purl.allotrope.org/ontologies/role#AFRL_0000171
experiment type |  |  | result | An experiment type is a classification datum that classifies the type of experiment performed. [Allotrope] |  |  |  |  | http://purl.allotrope.org/ontologies/result#AFR_0002229
experimental data | experiment data; experimental information; experiment information |  | result | Experiment data is a description of an experiment containing parameters and results of the experiment and metadata about the experiment. [Allotrope] |  |  |  |  | http://purl.allotrope.org/ontologies/result#AFR_0002010
experimental data identifier | experiment data indentifier; experiment data id; experiment data source |  | result | An experiment data identifier is an identifier that identifies some experiment data. [Allotrope] | Experimental data identifier is different from experiment identifier. The first identifies the data about the experiment, the later the experiment itself. There can be many experimental data about the same experiment. [Allotrope] |  | a filename of a file containing the experiment data |  | http://purl.allotrope.org/ontologies/result#AFR_0001977
expiry time prescription | expiry date; expiry time; expiry date prescription |  | result | The expiry time prescription is a prescription about a material or information content entity that prescribes until what time it is allowed to be used for the stated purpose. [Allotrope] |  |  |  |  | http://purl.allotrope.org/ontologies/result#AFR_0002037
exponential calibration | power calibration |  | process | An exponential calibration is an analyte calibration that applies curve fitting of the calibration curve to an exponential function. [Allotrope] |  |  |  |  | http://purl.allotrope.org/ontologies/process#AFP_0003694
exporting |  |  | process | Exporting is a channeling that sends a flow (material, energy, signal) from inside of a boundary to the outside. [Allotrope, NIST] |  |  |  | localizing | http://purl.allotrope.org/ontologies/process#AFP_0003350
exposure duration setting |  |  | result | An exposure duration setting is a setting that specifies the duration of some exposure. [Allotrope] |  |  |  | duration setting | http://purl.allotrope.org/ontologies/result#AFR_0002862
extracted ion chromatogram | EIC; XIC |  | result | In an extracted-ion chromatogram (XIC or EIC), also called a reconstructed-ion chromatogram (RIC), one or more m/z values representing one or more analytes of interest are recovered ('extracted') from the entire data set for a chromatographic run. [Wikipedia] |  | https://en.wikipedia.org/wiki/Mass_chromatogram |  | ion chromatogram | http://purl.allotrope.org/ontologies/result#AFR_0000204
extracted ion profile | extracted ion signal |  | result | Any plot of signal intensity observed at a chosen m/z value or set of values in a series of mass spectra recorded as a function of time, including extracted ion chromatogram, extracted ion electropherogram, or from flow injection analysis or any other time-dependent sampling. [IUPAC] |  | K. K. Murray, R. K. Boyd, M. N. Eberlin, G. J. Langley, L. Li and Y. Naito, Pure Appl. Chem., 2013, 85, 1515-1609 |  | ion profile | http://purl.allotrope.org/ontologies/result#AFR_0000561
extracting |  |  | process | Separating by drawing, or forcibly pulling out, a flow that is of a different kind than that of the input flow. [Allotrope, NIST] |  |  | A vacuum cleaner extracts debris from the imported mixture and exports clean air to the environment. [NIST] | separating | http://purl.allotrope.org/ontologies/process#AFP_0003336
extraneous contaminant role | contaminant; contaminant role; extraneous contaminant |  | role | An extraneous contaminant role is an impurity role arising from any source extraneous to the manufacturing process. [ICH-Q3A] |  |  |  | impurity role | http://purl.allotrope.org/ontologies/role#AFRL_0000423
extrapolated moisture content |  |  | result | An extrapolated moisture content is a prediction about the moisture content percentage of a material entity based on results of a partial drying process. [Allotrope] |  |  |  |  | http://purl.allotrope.org/ontologies/result#AFR_0001934
extrapolated weight end point setting |  |  | result | An extrapolated weight end point setting is an end point determination setting based on extrapolating initial weight loss to a predicted final dry weight. [Allotrope] |  |  |  |  | http://purl.allotrope.org/ontologies/result#AFR_0002400
facet |  |  | result | A facet is a partial information that contains an aspect of some information content entity or parts of it when participating in some process. The facet abstracts of the concrete representation of this aspect of information. [Allotrope] |  |  |  |  | http://purl.allotrope.org/ontologies/result#AFR_0000923
facet |  |  | result | A facet is a partial information that contains an aspect of some information content entity or parts of it when participating in some process. The facet abstracts of the concrete representation of this aspect of information. [Allotrope] |  |  |  | information content entity | http://purl.allotrope.org/ontologies/result#AFR_0000923
facet specification |  |  | result | A facet specification is a part specifications about some facet of an information content entity. [Allotrope] |  |  |  | part specification | http://purl.allotrope.org/ontologies/result#AFR_0001641
factor |  |  | result | A multiplicand in a mathematical product expression. [Allotrope] |  |  |  | mathematical facet | http://purl.allotrope.org/ontologies/result#AFR_0000924
family name | surname; last name |  | result | A family name is a name that is the portion (in some cultures) of a personal name that indicates a person's family (or tribe or community, depending on the culture). [Wikipedia] |  | https://en.wikipedia.org/wiki/Surname |  | person facet | http://purl.allotrope.org/ontologies/result#AFR_0001061
fast protein liquid chromatograph | fast protein liquid chromatography system; FPLC system |  | equipment | A fast protein liquid chromatograph is an instrument used for FPLC that is a technique in analytical chemistry used to analyze or purify mixtures of proteins. A typical laboratory FPLC consist of one or two high-precision pumps, a control unit, a column, a detection system and a fraction collector. [Wikipedia] |  |  |  |  | http://purl.allotrope.org/ontologies/equipment#AFE_0002251
fast protein liquid chromatography | FPLC |  | process | Fast protein liquid chromatography (FPLC) is a liquid chromatography that is used to analyze or purify mixtures of proteins. [Wikipedia] |  |  |  |  | http://purl.allotrope.org/ontologies/process#AFP_0003789
fast protein liquid chromatography system | FPLC system |  | equipment | A fast protein liquid chromatography system is a device system that has a fast protein liquid chromatograph component. [Allotrope] |  |  |  |  | http://purl.allotrope.org/ontologies/equipment#AFE_0002255
fax number | fax |  | result | A number for calling a fax system. [Allotrope] |  |  |  | communication facet | http://purl.allotrope.org/ontologies/result#AFR_0001480
feature coordination |  |  | result | A feature coordination is a class coordination that coordinates with a quality or facet class that exists in all members of a collection. [Allotrope] |  |  | Average cell diameter is a coordination of 'cell' which is the member class of the population, the feature 'diameter' and the statistic 'arithmetic mean'. |  | http://purl.allotrope.org/ontologies/result#AFR_0001573
fermion |  |  |  | Particle of half-integer spin quantum number following Fermi-Dirac statistics. [CHEBI] |  | https://en.wikipedia.org/wiki/Fermion |  | subatomic particle | http://purl.obolibrary.org/obo/CHEBI_36340
fiat object part |  |  |  | B is a fiat object part if b is a material entity which is such that for all times t, if b exists at t then there is some object c such that b is a proper continuant part of c at t and c is demarcated from the remainder of c by a two-dimensional continuant fiat boundary. [BFO] |  |  | or with divisions drawn by cognitive subjects for practical reasons, such as the division of a cake (before slicing) into (what will become) slices (and thus member parts of an object aggregate). However, this does not mean that fiat object parts are dependent for their existence on divisions or delineations effected by cognitive subjects. If, for example, it is correct to conceive geological layers of the Earth as fiat object parts of the Earth, then even though these layers were first delineated in recent times, still existed long before such delineation and what holds of these layers (for example that the oldest layers are also the lowest layers) did not begin to hold because of our acts of delineation.Treatment of material entity in BFOExamples viewed by some as problematic cases for the trichotomy of fiat object part, object, and object aggregate include: a mussel on (and attached to) a rock, a slime mold, a pizza, a cloud, a galaxy, a railway train with engine and multiple carriages, a clonal stand of quaking aspen, a bacterial community (biofilm), a broken femur. Note that, as Aristotle already clearly recognized, such problematic cases – which lie at or near the penumbra of instances defined by the categories in question – need not invalidate these categories. The existence of grey objects does not prove that there are not objects which are black and objects which are white; the existence of mules does not prove that there are not objects which are donkeys and objects which are horses. It does, however, show that the examples in question need to be addressed carefully in order to show how they can be fitted into the proposed scheme, for example by recognizing additional subdivisions [29; the dorsal and ventral surfaces of the body; the division of the planet into hemispheres; the upper and lower lobes of the left lung; the Western hemisphere of the Earth; the FMA:regional parts of an intact human body.; the division of the brain into regions | material entity | http://purl.obolibrary.org/obo/BFO_0000024
fibrette |  |  | equipment | The fibrette is a fiber optics device that consists of a thin fiber and defines the point where a beam of light is emitted into a sample. [Allotrope] |  |  |  |  | http://purl.allotrope.org/ontologies/equipment#AFE_0001774
fibrette coupler |  |  | equipment | A fibrette coupler connects a fibrette to a UV spectrophotometer and allows for precise adjustment of the path length. [Allotrope] |  |  |  |  | http://purl.allotrope.org/ontologies/equipment#AFE_0001775
figure |  |  |  | An information content entity consisting of a two dimensional arrangement of information content entities such that the arrangement itself is about something. [IAO] |  |  | Any picture, diagram or table | representation form | http://purl.obolibrary.org/obo/IAO_0000308
figure facet |  |  | result | A figure facet is a facet that is part of a figure. [Allotrope] |  |  |  | facet | http://purl.allotrope.org/ontologies/result#AFR_0001093
filament (ms) | filament |  | equipment | A filament is a device that produces an electron stream to charge neutrals for analysis by mass spectrometry. [Allotrope] |  |  |  |  | http://purl.allotrope.org/ontologies/equipment#AFE_0002217
file |  |  | result | A file is a resource for storing information, which is available to a computer program and is usually based on some kind of durable storage. [Wikipedia] |  |  |  |  | http://purl.allotrope.org/ontologies/result#AFR_0000639
file name |  |  | result | A file name is a name that denotes a file in a file system. It is a local identifier in the scope of the folder the file is located. [Allotrope] |  |  |  | written name | http://purl.allotrope.org/ontologies/result#AFR_0001926
file path |  |  | result | A file path is an identifier for a file in a file system or network. [Allotrope] |  |  |  |  | http://purl.allotrope.org/ontologies/result#AFR_0001927
fill depth |  |  | result | A fill depth is a quality quantification facet quantifying the depth of material in a container. [Allotrope] |  |  |  |  | http://purl.allotrope.org/ontologies/result#AFR_0002436
filtrate role | filtrate |  | role | Filtrate is a role of liquid outcome of a filtration process that is commonly the mechanical or physical operation which is used for the separation of solids from fluids (liquids or gases) by interposing a medium through which only the fluid can pass. [Wikipedia] |  |  |  | filtration role | http://purl.allotrope.org/ontologies/role#AFRL_0000228
filtration |  |  | process | The process of segregation of phases; the separation of suspended solids from a liquid or gas, usually by forcing a carrier gas or liquid through a porous medium. [CHMO] |  |  |  | extracting | http://purl.allotrope.org/ontologies/process#AFP_0001530
filtration role |  |  | role | A filtration role is a role of a material in a filtration process. [Allotrope] |  |  |  |  | http://purl.allotrope.org/ontologies/role#AFRL_0000362
final value role | final value; stop value role; stop value |  | role | An final value role is a statistical datum role of a datum that has no successor in an ordered collection. [Allotrope] |  |  |  | statistic datum role | http://purl.allotrope.org/ontologies/role#AFRL_0000576
fingerprint | fingerprinting |  | result | A fingerprint is a type of or portion of spectrum that has a characteristic structure. It can be used as a fingerprint for comparison to reference spectra. [Allotrope] |  |  | Infrared spectra are fingerprints. The fingerprint region of an IR spectrum lies between 1500 and 500 cm-1 while a complete IR spectrum normally has a range from 4000 to 500 cm-1. Note that the overlay is synonym for the same activity (fingerprinting). | assay result | http://purl.allotrope.org/ontologies/result#AFR_0000700
fingerprinting |  |  | process | Fingerprinting is the process of comparison or overlay of measured spectra with existing reference spectra. [Allotrope] |  |  |  | comparing | http://purl.allotrope.org/ontologies/process#AFP_0002691
fingerprinting parameter |  |  | result | A fingerprinting parameter is a datum that is has a parameter role in some fingerprinting process. [Allotrope] |  |  |  |  | http://purl.allotrope.org/ontologies/result#AFR_0001610
fingerprinting result facet |  |  | result | A fingerprinting result facet is a facet that is the result of a fingerprinting process. [Allotrope] |  |  |  |  | http://purl.allotrope.org/ontologies/result#AFR_0001609
firmware |  |  | result | In electronic systems and computing, firmware is "the combination of a hardware device, e.g. an integrated circuit, and computer instructions and data that reside as read only software on that device". As a result, firmware usually cannot be modified during normal operation of the device. Typical examples of devices containing firmware are embedded systems (such as traffic lights, consumer appliances, and digital watches), computers, computer peripherals, mobile phones, and digital cameras. The firmware contained in these devices provides the control program for the device. [Wikipedia] |  |  |  | software | http://purl.allotrope.org/ontologies/result#AFR_0001260
firmware version |  |  | result | A firmware version is a version number that identifies the firmware of a device. [Allotrope] |  |  |  | version number | http://purl.allotrope.org/ontologies/result#AFR_0001259
first member | first |  | role | A first member is an ordered member that has no predecessor in the aggregate. [Allotrope] |  |  |  | ordered member | http://purl.allotrope.org/ontologies/role#AFRL_0000316
first order raw moment |  |  | result | A first order raw moment is a descriptive statistic that denotes the mean of a distribution. [Allotrope] |  |  |  |  | http://purl.allotrope.org/ontologies/result#AFR_0002916
flag (setting) | flag; switch setting; switch; activation switch; boolean setting |  | result | A flag is a setting that allows switching a configuration on or off. [Allotrope] |  |  |  |  | http://purl.allotrope.org/ontologies/result#AFR_0001685
flake particle shape | flake |  | quality | A flake particle shape is a shape of particle with small width and similar height and length. [Allotrope] | Flake particles are similar in shape to beer mats. |  |  |  | http://purl.allotrope.org/ontologies/quality#AFQ_0000300
flame ionization detector | FID |  | equipment | A flame ionization detector is a measurement component that measures an analyte in a gas stream through the measurement of ions created via flame ionization. [Allotrope] |  | https://en.wikipedia.org/wiki/Flame_ionization_detector |  | measurement component | http://purl.allotrope.org/ontologies/equipment#AFE_0000209
flame ionization measurement | flame ionization detection; flame ionization process; FID |  | process | A flame ionization measurement is a measurement which is sensitive to compounds containing C-H bonds. A flow of carrier gas containing the sample is mixed with H2 and air and ignited. Any positively-charged radicals resulting from this process are collected at a cathode, allowing the current to be measured. [CHMO] |  |  |  | measuring | http://purl.allotrope.org/ontologies/process#AFP_0000142
flame photometric detection | FPD; flame photometric measurement; flame photometric process |  | process | A detection method that is sensitive to sulfur- and phosphorus-containing compounds. A flow of carrier gas containing the sample is mixed with oxygen or air and ignited. Any chemiluminescence due to these compounds is then detected. [CHMO] |  |  |  | measuring | http://purl.allotrope.org/ontologies/process#AFP_0003836
flame photometric detector | FPD |  | equipment | A flame photometric detector is a measurement component that measures an analyte in a gas stream through the detection of chemiluminescence as a result of ignition. [Allotrope] |  |  |  | measurement component | http://purl.allotrope.org/ontologies/equipment#AFE_0002276
flow cell |  |  | equipment | A flow cell is a measurement chamber that allows the sample to flow through. [Allotrope] |  |  |  | measurement chamber | http://purl.allotrope.org/ontologies/equipment#AFE_0000105
flow curve |  |  | result | A plot of stress vs. flow rate obtained from rheological measurements. [CHMO] |  |  |  | data distribution function | http://purl.allotrope.org/ontologies/result#AFR_0000336
flow rate | flow rate (datum) |  | result | Flow rate is a quality quantification facet that quantifies the motion of material through a surface per time. [Allotrope] |  |  |  | quality quantification facet | http://purl.allotrope.org/ontologies/result#AFR_0001881
flow rate (quality) | flow rate |  |  | A physical quality inhering in a bearer by virtue of the bearer's motion through a surface per time. [Allotrope] |  | https://en.wikipedia.org/wiki/Volumetric_flow_rate |  | movement quality | http://purl.obolibrary.org/obo/PATO_0001574
flow rate configuration |  |  | quality | A flow rate configuration is a device configuration of a fluid controlling or monitoring device, that controls or monitors the flow rate at the site of some system component. [Allotrope] |  |  |  |  | http://purl.allotrope.org/ontologies/quality#AFQ_0000239
flow rate profile | flow rate profile result |  | result | A flow rate profile is a profile that quantifies the flow rate of a material entity over time. [Allotrope] |  |  |  | profile | http://purl.allotrope.org/ontologies/result#AFR_0002051
flow rate setting |  |  | result | A flow rate setting is a setting that specifies some flow rate configuration of a fluid controlling or monitoring device, that controls or monitors the flow rate at the site of some system component. [Allotrope] |  |  |  |  | http://purl.allotrope.org/ontologies/result#AFR_0001660
flow ratio | split ratio |  | result | Flow rate is a quality quantification facet that quantifies the ratio of the flow going though the plumbing part (port of a divert valve, solvent channel) as part of a total flow. [Allotrope] |  |  |  | ratio quantification facet | http://purl.allotrope.org/ontologies/result#AFR_0001923
flow ratio setting | flow ratio; split ratio setting; split ratio |  | result | The flow ratio setting is a control setting that specifies the ratio of the flow going though the plumbing part (port of a divert valve, solvent channel) as part of a total flow. [Allotrope] |  |  |  |  | http://purl.allotrope.org/ontologies/result#AFR_0001922
flow specification |  |  | result | A flow specification is a specification on how material or information is transferred or exchanged between subsequent activities. It links activity specifications using the direction contextual roles 'to role' and 'from role'. [Allotrope] |  |  |  | specification | http://purl.allotrope.org/ontologies/result#AFR_0001558
flowability |  |  | quality | Flowability is the quality of material to move by flow. [Allotrope] |  | D. Schulze: Powders and Bulk Solids, Springer-Verlag, Heidelberg (2008). |  | movement quality | http://purl.allotrope.org/ontologies/quality#AFQ_0000144
flowing | flowing state; flow; flowing process |  | process | Flowing is the state of moving along a steady continuous stream. [Allotrope] |  |  | flow of water through pipes; flow of ions in a TOF detector | moving | http://purl.allotrope.org/ontologies/process#AFP_0003811
fluid |  |  | material | A fluid is a substance that continually deforms (flows) under an applied shear stress. Fluids are a subset of the phases of matter and include liquids, gases, plasmas and, to some extent, plastic solids. [Wikipedia] |  |  |  |  | http://purl.allotrope.org/ontologies/material#AFM_0000394
fluid flow rate (quality) | fluid flow rate; volumetric flow rate; volume flow rate |  |  | A physical quality inhering in a fluid (liquid or gas) by virtue of the amount of fluid which passes through a given surface per unit time. [PATO] |  |  |  | flow rate (quality) | http://purl.obolibrary.org/obo/PATO_0002243
fluid refractive index setting | fluid refractive index parameter |  | result | A fluid refractive index setting is a setting that specifies the refractive index of the fluid used in calculating the particle size. [Allotrope] |  |  |  |  | http://purl.allotrope.org/ontologies/result#AFR_0002187
fluorescence | fluorescence (datum) |  | result | A fluorescence is a quality quantification facet that quantifies the luminescence which occurs essentially only during the irradiation of a substance by electromagnetic radiation. [IUPAC] |  | PAC, 1984, 56, 231. (Nomenclature, symbols, units and their usage in spectrochemical analysis-Part VI: molecular luminescence spectroscopy) |  | luminescence | http://purl.allotrope.org/ontologies/result#AFR_0002480
fluorescence | fluorescence (datum) |  | result | A fluorescence is a quality quantification facet that quantifies the luminescence which occurs essentially only during the irradiation of a substance by electromagnetic radiation. [IUPAC] |  | PAC, 1994, 66, 2513. (Nomenclature for radioanalytical chemistry (IUPAC Recommendations 1994)) |  | luminescence | http://purl.allotrope.org/ontologies/result#AFR_0002480
fluorescence (quality) |  |  |  | Fluorescence is a luminescence which occurs essentially only during the irradiation of a substance by electromagnetic radiation. [IUPAC] |  | PAC, 1984, 56, 231. (Nomenclature, symbols, units and their usage in spectrochemical analysis-Part VI: molecular luminescence spectroscopy) |  | luminescence (quality) | http://purl.obolibrary.org/obo/PATO_0000018
fluorescence (quality) |  |  |  | Fluorescence is a luminescence which occurs essentially only during the irradiation of a substance by electromagnetic radiation. [IUPAC] |  | PAC, 1994, 66, 2513. (Nomenclature for radioanalytical chemistry (IUPAC Recommendations 1994)) |  | luminescence (quality) | http://purl.obolibrary.org/obo/PATO_0000018
fluorescence detector | FLD |  | equipment | A fluorescence detector is a detector that detects material by way of the measurement of the emitted fluorescence light after excitation with light. [Allotrope] |  |  |  | measurement component | http://purl.allotrope.org/ontologies/equipment#AFE_0000567
fluorescence emission spectrum |  |  | result | A fluorescence emission spectrum is a spectrum that plots the intensity of fluorescence of a material entity vs the emission wavelength at a defined excitation wavelength. [Allotrope] |  |  |  |  | http://purl.allotrope.org/ontologies/result#AFR_0002484
fluorescence emission spectrum | fluorescence spectra; fluorescence emission spectrum |  | result | A plot of intensity against wavelength obtained by measuring the amount of radiation emitted by a sample through fluorescence against the frequency of the incident radiation. [CHMO] |  |  |  | luminescence spectrum | http://purl.allotrope.org/ontologies/result#AFR_0000136
fluorescence emission spectrum data cube |  |  | result | A fluorescence emission spectrum data cube is a data cube that represents a fluorescence emission spectrum. [Allotrope] |  |  |  |  | http://purl.allotrope.org/ontologies/result#AFR_0002482
fluorescence excitation spectrum |  |  | result | A fluorescence excitation spectrum is a spectrum that plots the intensity of fluorescence of a material entity vs the excitation wavelength at a defined emission wavelength. [Allotrope] |  |  |  |  | http://purl.allotrope.org/ontologies/result#AFR_0002483
fluorescence excitation spectrum data cube |  |  | result | A fluorescence excitation spectrum data cube is a data cube that represents a fluorescence excitation spectrum. [Allotrope] |  |  |  |  | http://purl.allotrope.org/ontologies/result#AFR_0002481
fluorescence intensity threshold setting |  |  | result | A fluorescence intensity threshold setting is a data processing setting that sets the fluorescence threshold value for objects within a measurement to be considered positive for a reporter. [Allotrope] |  |  |  |  | http://purl.allotrope.org/ontologies/result#AFR_0002928
fluorescent tag identifier |  |  | result | A fluorescent tag identifier is an identifier for the type of molecules having the role of fluorescent tag. [Allotrope] |  |  |  |  | http://purl.allotrope.org/ontologies/result#AFR_0002875
fluorescent tag positive cell count |  |  | result | Fluorescent tag positive cell count is a cell counter result data that states the number of fluorescent tag positive cells that were counted in the cell counting assay. [Allotrope] |  |  |  | cell counter result datum | http://purl.allotrope.org/ontologies/result#AFR_0002871
fluorescent tag positive cell density |  |  | result | Fluorescent tag positive cell density is a cell counter result data that quantifies the number density of the fluorescent tag positive cells in the sample in the cell counting assay. [Allotrope] |  |  |  | cell counter result datum | http://purl.allotrope.org/ontologies/result#AFR_0002872
fluorescent tag positive cell density (quality) | fluorescent tag positive cell density |  | quality | Fluorescent tag positive cell density is the cell density of the partition of fluorescent tag positive cells. [Allotrope] |  |  |  | cell density | http://purl.allotrope.org/ontologies/quality#AFQ_0000363
fluorescent tag positive count (quality) | fluorescent tag positive cell count |  | quality | Fluorescent tag positive cell count is the cell count of the partition of fluorescent tag positive cells. [Allotrope] |  |  |  | cell count | http://purl.allotrope.org/ontologies/quality#AFQ_0000362
fluorescent tag positive percentage |  |  | result | A fluorescent tag positive percentage is a cell counter result datum that quantifies the percentage of fluorescent tag positive cells in the sample in the cell counting assay. [Allotrope] |  |  |  | cell counter result datum | http://purl.allotrope.org/ontologies/result#AFR_0002873
fluorescent tag role |  |  | role | A fluorescent tag role is the role of a molecular entity in a fluorescence experiment that is attached chemically to aid in the detection of a biomolecule. [Allotrope, Wikipedia] |  |  |  | fluorimetry role | http://purl.allotrope.org/ontologies/role#AFRL_0000573
fluorescent tag setting |  |  | result | A fluorescent tag setting is a setting that specifies the fluorescent tag being targeted. [Allotrope] |  |  |  |  | http://purl.allotrope.org/ontologies/result#AFR_0002870
fluorimetry | fluorescence detection; fluorescence assay; fluorescence measurement |  | process | An assay in which a materials fluorescence is determined. [VIVO-ISF] |  |  |  | measuring | http://purl.allotrope.org/ontologies/process#AFP_0002788
fluorimetry role |  |  | role | A fluorimetry role is a role of a material entity realized in a fluorimetry process. [Allotrope] |  |  |  |  | http://purl.allotrope.org/ontologies/role#AFRL_0000574
flush volume setting |  |  | result | A flush volume setting is a control setting specifying the volume of material to be used to flush some device. [Allotrope] |  |  |  |  | http://purl.allotrope.org/ontologies/result#AFR_0002493
foam |  |  | material | A foam is a colloid where the continuous phase is a liquid and the dispersed phase is a gas. [Allotrope] |  | PAC, 1972, 31, 577 (Manual of Symbols and Terminology for Physicochemical Quantities and Units, Appendix II: Definitions, Terminology and Symbols in Colloid and Surface Chemistry) on page 606 |  | dispersion colloid | http://purl.allotrope.org/ontologies/material#AFM_0001032
foam detection result |  |  | result | A foam detection result is an assay result that specifies whether foam was detected. [Allotrope] |  |  |  |  | http://purl.allotrope.org/ontologies/result#AFR_0002667
foam detection sensitivity setting |  |  | result | A foam detection sensitivity setting is a control setting that specifies the sensitivity for detection of foam. [Allotrope] |  |  |  |  | http://purl.allotrope.org/ontologies/result#AFR_0002662
foam end row |  |  | result | A foam end row is the maximum row of pixels in a raster image where a foam is detected. [Allotrope] |  |  |  |  | http://purl.allotrope.org/ontologies/result#AFR_0002669
foam height |  |  | result | A foam height is a height of some foam. [Allotrope] |  |  |  |  | http://purl.allotrope.org/ontologies/result#AFR_0002696
foam height aggregate document |  |  | result | A foam height aggregate document is a document that aggregates foam height documents. [Allotrope] |  |  |  |  | http://purl.allotrope.org/ontologies/result#AFR_0002847
foam height document |  |  | result | A foam height document is a document that encompasses the information associated with some foam height run. [Allotrope] |  |  |  |  | http://purl.allotrope.org/ontologies/result#AFR_0002848
foam profile |  |  | result | A foam profile is a profile that quantifies the properties of a foam over time. [Allotrope] |  |  |  |  | http://purl.allotrope.org/ontologies/result#AFR_0002642
foam profile data cube |  |  | result | A foam profile data cube is a data cube that represents a foam profile. [Allotrope] |  |  |  |  | http://purl.allotrope.org/ontologies/result#AFR_0002639
foam qualification aggregate document |  |  | result | A foam qualification aggregate document is a document that aggregates foam qualification documents. [Allotrope] |  |  |  |  | http://purl.allotrope.org/ontologies/result#AFR_0002849
foam qualification document |  |  | result | A foam qualification document is a document that encompasses the information associated with some foam qualification run. [Allotrope] |  |  |  |  | http://purl.allotrope.org/ontologies/result#AFR_0002850
foam row count |  |  | result | A foam row count is a count of the number of rows of pixels in a raster image where foam is detected, including any air gap if present. [Allotrope] |  |  |  |  | http://purl.allotrope.org/ontologies/result#AFR_0002671
foam start row |  |  | result | A foam start row is the minimum row of pixels in a raster image where a foam is detected. [Allotrope] |  |  |  |  | http://purl.allotrope.org/ontologies/result#AFR_0002668
focal length | focal distance |  | quality | A physical quality that inheres in a bearer by virtue of how strongly the bearer converges or diverges light. [Wikipedia] |  |  |  | optical quality | http://purl.allotrope.org/ontologies/quality#AFQ_0000062
focused beam reflectance measurement | FBRM; fbrm |  | process | Focused beam reflectance measurement is a measuring process using a focused laser beam at a fixed speed of rotation to calculate particle chord lengths via detection of the backscattered light pulses. [Allotrope] |  |  |  |  | http://purl.allotrope.org/ontologies/process#AFP_0003788
force | force (datum) |  | result | A force datum is a quality quantification facet that quantifies the physical quality inhering in a bearer by virtue of the bearer's rate of change of momentum. [Allotrope] |  |  |  | quality quantification facet | http://purl.allotrope.org/ontologies/result#AFR_0002600
force (quality) | force amplitude; force |  |  | A physical quality inhering in a bearer by virtue of the bearer's rate of change of momentum. [PATO] |  |  |  | mechanical quality | http://purl.obolibrary.org/obo/PATO_0001035
force gauge |  |  | equipment | A force gauge is a measurement device used to measure forces. [Allotrope] |  |  |  | measurement device | http://purl.allotrope.org/ontologies/equipment#AFE_0002268
force gauge type |  |  | result | A force gauge type is a classification datum that classifies some force gauge by its rated force calibration. [Allotrope] |  |  |  |  | http://purl.allotrope.org/ontologies/result#AFR_0002622
formal organization |  |  | material | A formal organization is an organization which is recognized in the world at large, in particular in legal jurisdictions, with associated rights and responsibilities. [W3C ORG] |  |  |  | organization | http://purl.allotrope.org/ontologies/material#AFM_0001086
formula (math) | formula; formula (mathematics) |  | result | A formula is a notation of a term, fact, rule or function expressed in terms of mathematical symbols. [Allotrope] |  |  |  | mathematical object | http://purl.allotrope.org/ontologies/result#AFR_0001663
formulation description | composition; formulation |  | result | The formulation of a material is a data object that describes its composition of ingredients. [Allotrope] |  |  |  | description | http://purl.allotrope.org/ontologies/result#AFR_0001218
formulation process | formulation |  | process | The process of formulation allows the preparation of mixtures of components in accordance with a formula and documents the composition. [Allotrope] |  |  |  | synthesis | http://purl.allotrope.org/ontologies/process#AFP_0001426
formulation role |  |  | role | A formulation role is a role of a material that is participating in a formulation process. [Allotrope] |  |  |  | synthesis role | http://purl.allotrope.org/ontologies/role#AFRL_0000345
fraction (quality) | fraction |  | quality | A fraction is the ratio of one constitutent (part) to all constituents of a mixture. [Allotrope] |  | Green Book, 2nd ed.: IUPAC Quantities, Units and Symbols in Physical Chemistry. Second Edition, Blackwell Scientific Publications, Oxford, 1993. |  | composition | http://purl.allotrope.org/ontologies/quality#AFQ_0000172
fraction aggregate document |  |  | result | A fraction aggregate document is a document that aggregates fraction documents. [Allotrope] |  |  |  |  | http://purl.allotrope.org/ontologies/result#AFR_0002752
fraction collection |  |  | process | Fraction collection is the collection of fractional volumes of the column effluent. [IUPAC] |  | PAC, 1993, 65, 819 (Nomenclature for chromatography (IUPAC Recommendations 1993)) |  | collecting | http://purl.allotrope.org/ontologies/process#AFP_0000264
fraction collector |  |  | equipment | A fraction collector is a collecting device for recovering fractional volumes of the column effluent. [IUPAC] |  | L.S. Ettre, "Nomenclature for Chromatography", Pure & Appl. Chem. 1993, Vol. 65, No. 4, pp. 819-872 |  | collecting device | http://purl.allotrope.org/ontologies/equipment#AFE_0000088
fraction document |  |  | result | A fraction document is a document that encompasses the information associated with a fraction. [Allotrope] |  |  |  |  | http://purl.allotrope.org/ontologies/result#AFR_0002753
fraction role | fraction |  | role | A fraction role is the role of a member of the collection of material that is collected in a fraction collection process. [Allotrope] |  |  |  | material output role | http://purl.allotrope.org/ontologies/role#AFRL_0000563
fracture energy | break energy |  | result | A fracture energy is an energy datum quantifying the energy applied to a material to cause it to fracture. [Allotrope] |  |  |  |  | http://purl.allotrope.org/ontologies/result#AFR_0002582
fragment ion role | fragment; fragment ion |  | role | A fragment ion role is a product ion role of an ion that results from the dissociation of a precursor ion. [IUPAC] |  | K. K. Murray, R. K. Boyd, M. N. Eberlin, G. J. Langley, L. Li and Y. Naito, Pure Appl. Chem., 2013, 85, 1515-1609 |  | product ion role | http://purl.allotrope.org/ontologies/role#AFRL_0000518
frequency |  |  | result | A frequency is a rate that quantifies the number of occurrences of some discrete event in a given amount of time. [Allotrope] |  |  |  | rate | http://purl.allotrope.org/ontologies/result#AFR_0001732
frequency response |  |  | quality | Frequency response is the quantitative measure of the output spectrum of a system or device in response to a stimulus, and is used to characterize the dynamics of the system. It is a measure of magnitude and phase of the output as a function of frequency, in comparison to the input. [Wikipedia] |  |  |  | acoustic quality | http://purl.allotrope.org/ontologies/quality#AFQ_0000139
frequency synthesizer | frequency generator |  | equipment | A frequency generator is an electrical device which creates a signal at a predetermined frequency. [Allotrope] |  |  | Frequency generator with a single frequency, or adjustable to any frequency in the range that the generator supports. | device | http://purl.allotrope.org/ontologies/equipment#AFE_0002212
friction (quality) | friction |  | quality | Friction is a quality of an object which is resisting the force the relative motion of solid surfaces, fluid layers, and material elements produce when sliding against each other. [Wikipedia] |  |  |  | force (quality) | http://purl.allotrope.org/ontologies/quality#AFQ_0000145
frit size |  |  | result | Frit size is a column specification that indicates the nominal size of pores in a frit designed to exclude particles larger than the specified size. [Allotrope] |  |  |  |  | http://purl.allotrope.org/ontologies/result#AFR_0001679
from role | origin; from; source; origin role; source role |  | role | A from role is a direction role indicating that something is coming from a source. [Allotrope] |  |  | A specification of a material that is a material output of a process has the contextual role of from role in the material flow specification. [Allotrope] | direction role | http://purl.allotrope.org/ontologies/role#AFRL_0000465
fuel role | fuel |  | role | A fuel role is a chemical reactant role whereby an energy-rich substance is transformed with release of usable energy. [Allotrope] |  |  |  | reactant role | http://purl.allotrope.org/ontologies/role#AFRL_0000480
fugacity |  |  | quality | Thermodynamic property of a real gas that, if substituted for the pressure or partial pressure in the equations for an ideal gas, gives equations applicable to the real gas. [Wikipedia] |  |  |  | thermal quality | http://purl.allotrope.org/ontologies/quality#AFQ_0000129
fully porous | porous |  |  | A porosity quality inhering in a bearer by virtue of the bearer's being capable of admitting the passage of gas or liquid through pores or interstices. [PATO] |  |  |  | porosity | http://purl.obolibrary.org/obo/PATO_0000984
function |  |  |  | A function is a disposition that exists in virtue of the bearer’s physical make-up and this physical make-up is something the bearer possesses because it came into being, either through evolution (in the case of natural biological entities) or through intentional design (in the case of artifacts), in order to realize processes of a certain sort. [BFO] |  |  | the function of a hammer to drive in nails; the function of amylase in saliva to break down starch into sugar; the function of a heart pacemaker to regulate the beating of a heart through electricity | disposition | http://purl.obolibrary.org/obo/BFO_0000034
function (math) | function; function (mathematics); formula |  | result | A function is a process or a relation that associates each element x of a set X, the domain of the function, to a single element y of another set Y (possibly the same set), the codomain of the function. [Wikipedia] |  | https://en.wikipedia.org/wiki/Function_(mathematics) |  | mathematical object | http://purl.allotrope.org/ontologies/result#AFR_0001257
function specification |  |  | result | A specification that specifies a participant in a process by the function it bears in it. [Allotrope] |  |  |  | participant specification | http://purl.allotrope.org/ontologies/result#AFR_0000944
fused core |  |  | quality | A porosity quality inhering in a bearer by virtue of the bearer's being only capable of admitting the passage of gas or liquid through pores or interstices in outer layer of the solid and not its solid impermeable core. [Allotrope] |  |  |  | porosity | http://purl.allotrope.org/ontologies/quality#AFQ_0000245
gain |  |  | quality | Signal gain is the ratio of magnitude of a quality between a flow of energy incoming to a system (input signal) and the outgoing flow of energy (output signal) used for signaling. [Allotrope] |  |  | detector gain | ratio | http://purl.allotrope.org/ontologies/quality#AFQ_0000297
gamma radiation | gamma ray; γ-ray |  | material | Electromagnetic radiation of a kind arising from the radioactive decay of atomic nuclei and having wavelengths less than 10 picometers. [Allotrope] |  | https://en.wikipedia.org/wiki/Gamma_ray |  | electromagnetic energy | http://purl.allotrope.org/ontologies/material#AFM_0001058
gamma-ray spectrum | gamma ray spectrum; γ-ray spectrum; gamma-ray spectra; gamma ray spectra; γ-ray spectra |  | result | A plot of gamma-ray count vs. energy spectrum obtained by measuring the number and energy of gamma-rays emitted or absorbed by a sample. [CHMO] |  |  |  | data distribution function | http://purl.allotrope.org/ontologies/result#AFR_0000110
gas |  |  | material | A gas is an airlike material that expands freely to fill any space available. It can be transported in compressed gas cylinders and acts as a gas upon release at normal temperatures and pressure. [Allotrope] |  |  |  |  | http://purl.allotrope.org/ontologies/material#AFM_0000154
gas | gaseous state of matter; gaseous |  | quality | A state of matter that is a compressible fluid. Not only will a gas conform to the shape of its container but it will also expand to fill the container. In a gas, the molecules have enough kinetic energy so that the effect of intermolecular forces is small (or zero for an ideal gas), and the typical distance between neighboring molecules is much greater than the molecular size. A gas has no definite shape or volume, but occupies the entire container in which it is confined. [Wikipedia] |  |  |  | state of matter | http://purl.allotrope.org/ontologies/quality#AFQ_0000114
gas chromatogram | GC chromatogram |  | result | A plot of detector signal (e.g. ion count or absorbance) vs. retention time obtained from a column chromatography experiment where the mobile phase is a gas. [CHMO] |  |  |  |  | http://purl.allotrope.org/ontologies/result#AFR_0000132
gas chromatograph | gas chromatography device; GC device |  | equipment | A piece of apparatus, consisting of a gas supply system, an injection or sampling system, a column, detector and a data acquisition/processing system, that is used to carry out chromatographic separations. [CHMO] |  |  |  | chromatograph | http://purl.allotrope.org/ontologies/equipment#AFE_0000024
gas chromatograph inlet | GC inlet; column inlet; GC injector; column injector; gas chromatograph injector |  | equipment | An inlet into a gas chromatograph. [Allotrope] |  | K. Grob, Split and Splitless Injection for Quantitative Gas Chromatography: Concepts, Processes, Practical Guidelines, Sources of Error, 4th, Completely Revised Edition (Wiley, Hoboken, New Jersey, 2001). |  |  | http://purl.allotrope.org/ontologies/equipment#AFE_0000161
gas chromatography | GC run; GC; gas chromatography run |  | process | Column chromatography where the mobile phase is a gas. [CHMO] |  |  | An instance of gas chromatography can be a single-injection GC run. | chromatography | http://purl.allotrope.org/ontologies/process#AFP_0000310
gas chromatography aggregate document |  |  | result | A gas chromatography aggregate document is a document that aggregates gas chromatography documents. [Allotrope] |  |  |  |  | http://purl.allotrope.org/ontologies/result#AFR_0002605
gas chromatography detector | GC detector |  | equipment | A gas chromatography detector is a detector that is used in gas chromatography as component of a GC system. [Allotrope] |  |  |  |  | http://purl.allotrope.org/ontologies/equipment#AFE_0002188
gas chromatography document |  |  | result | A gas chromatography document is a document that encompasses the information associated with a gas chromatography run. [Allotrope] |  |  |  |  | http://purl.allotrope.org/ontologies/result#AFR_0002606
gas chromatography injection | GC injection; GC sample introduction; gas chromatography sample introduction |  | process | Gas chromatography injection is the process of loading a sample into a gas chromatography system. [Allotrope] |  |  |  |  | http://purl.allotrope.org/ontologies/process#AFP_0003683
gas in liquid solution | solution |  | material | A gas in liquid solution is a solution where the continuous phase is a liquid and the dispersed phase is a gas. [Allotrope] |  |  | carbon dioxide in water | solution | http://purl.allotrope.org/ontologies/material#AFM_0001067
gas in solid solution |  |  | material | A gas in solid solution is a solution where the continuous phase is a solid and the dispersed phase is a gas. [Allotrope] |  |  | hydrogen in paladium metal | solution | http://purl.allotrope.org/ontologies/material#AFM_0001066
gas mixture |  |  | material | A gas mixture is a solution where the continuous phase is a gas and the dispersed phase is a gas. [Allotrope] |  |  | air | solution | http://purl.allotrope.org/ontologies/material#AFM_0001065
gas-phase electrophoretic mobility molecular analysis spectrum | GEMMA spectrum; GEMMA spectra |  | result | A plot of electrophoretic mobility diameter vs. particle count generated by separating singly-charged complexes in air under the influence of an electric field. [CHMO] |  |  |  | data distribution function | http://purl.allotrope.org/ontologies/result#AFR_0000300
gaseous mobile phase | gaseous mobile phase role |  | role | Gaseous mobile phase is the mobile phase role of a gaseous material. [Allotrope] |  |  |  |  | http://purl.allotrope.org/ontologies/role#AFRL_0000164
gel |  |  | material | A gel is a colloid where the continuous phase is a solid and the dispersed phase is a liquid. [Allotrope] |  | PAC, 2007, 79, 1801 (Definitions of terms relating to the structure and processing of sols, gels, networks, and inorganic-organic hybrid materials (IUPAC Recommendations 2007)) on page 1806 |  | dispersion colloid | http://purl.allotrope.org/ontologies/material#AFM_0001033
gel (quality) | gel; gel state of matter |  | quality | A gel is a solid state of matter of jelly-like material that can have properties ranging from soft and weak to hard and tough. Gels are defined as a substantially dilute cross-linked system, which exhibits no flow when in the steady-state. By weight, gels are mostly liquid, yet they behave like solids due to a three-dimensional cross-linked network within the liquid. [Wikipedia] |  |  |  | solid | http://purl.allotrope.org/ontologies/quality#AFQ_0000120
gel filtration chromatogram | GPC profile; GPC traces; GPC trace; GPC elugram; gel permeation chromatographic traces; GPC profiles; gel permeation chromatogram |  | result | A plot of detector signal (e.g. ion count or absorbance) vs. retention time obtained from a chromatography experiment where the separation is caused by differences in molecular size. [CHMO] |  |  |  |  | http://purl.allotrope.org/ontologies/result#AFR_0000507
gel filtration chromatograph | gel permeation chromatograph; GPC |  | equipment | A piece of apparatus, consisting of an eluent supply system, an injection or sampling system, a column containing a swollen gel, a detector and a data acquisition/processing system, that is used to carry out chromatographic separations. [CHMO] |  |  |  |  | http://purl.allotrope.org/ontologies/equipment#AFE_0000431
gel time |  |  | result | A gel time is the time at which a material's state of matter transitions into a gel. [Allotrope] |  |  |  |  | http://purl.allotrope.org/ontologies/result#AFR_0002636
gel transition | gel forming; becoming a gel |  | process | A gel transition is a state of matter state where some material transitions into a gel. [Allotrope] |  |  |  | state of matter state | http://purl.allotrope.org/ontologies/process#AFP_0003828
gender |  |  | result | The gender facet relates a human to a string representing its gender. [Allotrope] |  |  |  | facet | http://purl.allotrope.org/ontologies/result#AFR_0001486
general agent role | agent role; agent |  | role | Agentive role is a general role of a material entity or software that influences the behavior of a process in an active way. If a material entity it is an agent role, if its is a software that is executed by a computer system, it is a software agent role. [Allotrope] |  |  |  | general role | http://purl.allotrope.org/ontologies/role#AFRL_0000448
general role | abstract role |  | role | A general role is either a role that is realized in a process or a contextual role in that process. [Allotrope] |  |  |  |  | http://purl.allotrope.org/ontologies/role#AFRL_0000091
generation record dataset |  |  | audit | A generation record dataset is an audit record dataset that contains the metadata and data that is needed to record the generation of an electronic record in an activity. [Allotrope] |  |  |  | audit record dataset | http://purl.allotrope.org/ontologies/audit#GenerationRecordDataset
generically dependent continuant |  |  |  | b is a generically dependent continuant if b is a continuant that generically depends on one or more other entities. [BFO] |  |  | the sequence of this protein molecule; the sequence that is a copy thereof in that protein molecule.; The entries in your database are patterns instantiated as quality instances in your hard drive. The database itself is an aggregate of such patterns. When you create the database you create a particular instance of the generically dependent continuant type database. Each entry in the database is an instance of the generically dependent continuant type IAO: information content entity.; the pdf file on your laptop, the pdf file that is a copy thereof on my laptop | continuant | http://purl.obolibrary.org/obo/BFO_0000031
genotyping qPCR experiment | genotyping; genotyping experiment |  | process | A genotyping qPCR experiment is an experiment using qPCR that identifies known mutations in a DNA Sample. DNA primers are used to target and identify specific alleles in a sample. [Allotrope] |  |  |  | qPCR experiment | http://purl.allotrope.org/ontologies/process#AFP_0003779
genotyping qPCR method identifier |  |  | result | A genotyping qPCR method identifier is an identifier that identifies the method used for some genotyping qPCR experiment. [Allotrope] |  |  |  |  | http://purl.allotrope.org/ontologies/result#AFR_0002908
genotyping qPCR method setting |  |  | result | A genotyping qPCR method setting is a control setting that specifies the threshold of some genotyping qPCR experiment. [Allotrope] |  |  |  |  | http://purl.allotrope.org/ontologies/result#AFR_0002909
genotyping qPCR result | genotyping qualitative PCR result; genotyping qualitative polymerase chain reaction result; genotyping qPCR assay result |  | result | A genotyping qPCR result is an assay result that is output of a genotyping qPCR experiment. [Allotrope] |  |  |  |  | http://purl.allotrope.org/ontologies/result#AFR_0002910
geolocation | global positioning |  | result | A facet denoting a geographic position. [Allotrope] |  |  |  | location facet | http://purl.allotrope.org/ontologies/result#AFR_0001488
given name | first name; Christian name; forename |  | result | A given name is a name that is a part of a person's personal name. [Wikipedia] |  | https://en.wikipedia.org/wiki/Given_name |  | person facet | http://purl.allotrope.org/ontologies/result#AFR_0001062
glass transition peak |  |  | result | A glass transition peak is a peak of the differential scanning calorimetry curve that results from the glass transition of a sample. [Allotrope] |  |  |  | transition peak | http://purl.allotrope.org/ontologies/result#AFR_0000761
glass transition temperature |  |  | result | A glass transition temperature (datum) is a quantity facet that quantifies the temperature at which a glass transition occurs. The glass transition, is the gradual and reversible transition in amorphous materials (or in amorphous regions within semicrystalline materials) from a hard and relatively brittle "glassy" state into a viscous or rubbery state as the temperature is increased. [Wikipedia] |  | https://en.wikipedia.org/wiki/Glass_transition |  |  | http://purl.allotrope.org/ontologies/result#AFR_0001988
globally unique identifier |  |  | result | A globally unique identifier is an identifier whose uniqueness is guaranteed in a decentralized way by following a certain algorithm in its creation. [Allotrope] |  |  | a UUID | identifier | http://purl.allotrope.org/ontologies/result#AFR_0000918
gloss |  |  | result | A gloss is a quality quantification facet that quantifies the gloss of a surface. [Allotrope] |  |  |  |  | http://purl.allotrope.org/ontologies/result#AFR_0002717
gloss (quality) | specular reflection |  | quality | Gloss is an optical property which indicates how well a surface reflects light in a specular (mirror-like) direction. [Wikipedia] |  | https://en.wikipedia.org/wiki/Gloss_(optics) |  | optical quality | http://purl.allotrope.org/ontologies/quality#AFQ_0000349
gloss aggregate document |  |  | result | A gloss aggregate document is a document that aggregates gloss documents. [Allotrope] |  |  |  |  | http://purl.allotrope.org/ontologies/result#AFR_0002851
gloss change |  |  | result | A gloss change is an assay result that quantifies the difference in gloss of a material before and after abrasion. [Allotrope] |  |  |  |  | http://purl.allotrope.org/ontologies/result#AFR_0002721
gloss change aggregate document |  |  | result | A gloss change aggregate document is a document that aggregates gloss change documents. [Allotrope] |  |  |  |  | http://purl.allotrope.org/ontologies/result#AFR_0002719
gloss change document |  |  | result | A gloss change document is a document that encompasses the information associated with a gloss change. [Allotrope] |  |  |  |  | http://purl.allotrope.org/ontologies/result#AFR_0002720
gloss document |  |  | result | A gloss document is a document that encompasses the information associated with some gloss run. [Allotrope] |  |  |  |  | http://purl.allotrope.org/ontologies/result#AFR_0002852
glucose analysis document (cell-culture) |  |  | result | A glucose analysis document (cell-culture) is a document that encompasses the information associated with glucose. [Allotrope] |  |  |  |  | http://purl.allotrope.org/ontologies/result#AFR_0002087
glutamate analysis document (cell-culture) |  |  | result | A glutamate analysis document (cell-culture) is a document that encompasses the information associated with glutamate. [Allotrope] |  |  |  |  | http://purl.allotrope.org/ontologies/result#AFR_0002085
glutamine analysis document (cell-culture) |  |  | result | A glutamine analysis document (cell-culture) is a document that encompasses the information associated with glutamine. [Allotrope] |  |  |  |  | http://purl.allotrope.org/ontologies/result#AFR_0002086
gradient profile setting (chromatography) | gradient profile setting |  | result | A gradient profile setting is a control profile setting that specifies the profile of the ratio of solvents in the mobile phase used over the course of a chromatographic separation. [Allotrope] |  |  |  |  | http://purl.allotrope.org/ontologies/result#AFR_0002742
gradient segment aggregate document |  |  | result | A gradient segment aggregate document is a document that aggregates gradient segment documents. [Allotrope] |  |  |  |  | http://purl.allotrope.org/ontologies/result#AFR_0002740
gradient segment document |  |  | result | A gradient segment document is a document that encompasses the information associated with a step in some gradient profile. [Allotrope] |  |  |  |  | http://purl.allotrope.org/ontologies/result#AFR_0002741
grain specification |  |  | result | A grain specification is a part specification about the granular parts of a whole. [Allotrope] |  |  |  | part specification | http://purl.allotrope.org/ontologies/result#AFR_0001640
granulometry | particle size measurement; particle sizing; particle size analysis |  | process | The measurement of the size distribution in a collection of grains. [CHMO] |  |  |  | measuring | http://purl.allotrope.org/ontologies/process#AFP_0000057
graph | two-dimensional graph |  |  | A diagram that presents one or more tuples of information by mapping those tuples in to a two dimensional space in a non arbitrary way. [IAO] |  |  |  | diagram | http://purl.obolibrary.org/obo/IAO_0000038
gravimetry | gravimetric mass measurement |  | process | Gravimetry is the measurement of the strength of a gravitational field. [Wikipedia] |  | https://en.wikipedia.org/wiki/Gravimetry |  | measuring | http://purl.allotrope.org/ontologies/process#AFP_0000862
grip distance setting |  |  | result | A grip distance setting is a control setting that specifies the distance between the grips of a device at the start of a measurement run. [Allotrope] |  |  |  | gripping device setting; distance setting | http://purl.allotrope.org/ontologies/result#AFR_0002571
grip pressure setting |  |  | result | A grip pressure setting is a pressure setting that specifies the pressure applied to a material by the closure of a pair of grips. [Allotrope] |  |  |  | pressure setting; gripping device setting | http://purl.allotrope.org/ontologies/result#AFR_0002724
grip velocity setting |  |  | result | A grip velocity setting is a control setting specifying the velocity at which the device grips move during the run. [Allotrope] |  |  |  | velocity setting; gripping device setting | http://purl.allotrope.org/ontologies/result#AFR_0002569
gripping |  |  | process | Gripping is a guiding process by applying friction or pressure to prevent movement. [Allotrope] |  |  |  | guiding | http://purl.allotrope.org/ontologies/process#AFP_0003832
gripping device |  |  | equipment | A gripping device is a device that takes holds of something firmly or tightly. [Allotrope] |  |  |  | guiding device | http://purl.allotrope.org/ontologies/equipment#AFE_0002271
gripping device setting |  |  | result | A gripping device setting is a setting that specifies the configuration of a gripping device. [Allotrope] |  |  |  | system setting | http://purl.allotrope.org/ontologies/result#AFR_0002747
gross weight |  |  | result | A gross weight is a facet that quantifies the total mass of the objects on the platform of the weighing instrument i.e. the sample plus any container or packaging. [Allotrope] |  |  |  |  | http://purl.allotrope.org/ontologies/result#AFR_0002065
group |  |  | material | A group is a an aggregate of people. [Allotrope] |  |  |  |  | http://purl.allotrope.org/ontologies/material#AFM_0001084
group identifier | collection identifier |  | result | A group identifier is an identifier that identifies some collection or group. [Allotrope] |  |  |  |  | http://purl.allotrope.org/ontologies/result#AFR_0002918
guard column |  |  | equipment | A short protective chromatography column used to protect the main analytical column from damaging impurities that are injected into the instrument. [Allotrope] |  |  |  |  | http://purl.allotrope.org/ontologies/equipment#AFE_0000430
guiding | directing the course |  | process | Guiding is directing the course of a flow (material, energy, signal) along a specific path. [Allotrope, NIST] |  |  |  | localizing | http://purl.allotrope.org/ontologies/process#AFP_0003351
guiding device |  |  | equipment | A guiding device is a device that has the function to direct a flow in a specific direction. [Allotrope] |  |  |  | device | http://purl.allotrope.org/ontologies/equipment#AFE_0002189
half height multiplier plate count setting (USP) |  |  | result | A half height multiplier plate count setting (USP) is a data processing setting that indicates at which peak height the USP plate count should be calculated. [Allotrope] |  |  |  |  | http://purl.allotrope.org/ontologies/result#AFR_0002825
half height multiplier resolution setting (USP) |  |  | result | A half height multiplier resolution setting (USP) is a data processing setting that indicates at which peak height the USP resolution should be calculated. [Allotrope] |  |  |  |  | http://purl.allotrope.org/ontologies/result#AFR_0002826
half height multiplier signal to noise setting (EP) |  |  | result | A half height multiplier signal to noise setting (EP) is a data processing setting that indicates the half height multiplier that is to be used in determining the baseline region for calculating noise in EP S/N calculations. [Allotrope] |  |  |  |  | http://purl.allotrope.org/ontologies/result#AFR_0002830
half height multiplier signal to noise setting (JP) |  |  | result | A half height multiplier signal to noise setting (JP) is a data processing setting that indicates the half height multiplier that is to be used in determining the baseline region for calculating noise in JP S/N calculations. [Allotrope] |  |  |  |  | http://purl.allotrope.org/ontologies/result#AFR_0002831
half height multiplier signal to noise setting (USP) |  |  | result | A half height multiplier signal to noise setting (USP) is a data processing setting that indicates the half height multiplier that is to be used in determining the baseline region for calculating noise in USP S/N calculations. [Allotrope] |  |  |  |  | http://purl.allotrope.org/ontologies/result#AFR_0002829
hardness |  |  | result | A hardness is a quality quantification facet that quantifies some hardness. [Allotrope] |  |  |  | quality quantification facet | http://purl.allotrope.org/ontologies/result#AFR_0002427
hardness (quality) |  |  |  | A physical quality inhering in a bearer by virtue of the bearer's resistance to pressure, being broken, or pierced. |  |  |  | mechanical quality | http://purl.obolibrary.org/obo/PATO_0000048
hardness test | tablet hardness testing |  | process | Tablet hardness testing is a laboratory technique used by the pharmaceutical industry to test the breaking point and structural integrity of a tablet under conditions of storage, transportation, and handling before usage. [Wikipedia] |  |  |  | material test | http://purl.allotrope.org/ontologies/process#AFP_0002668
head |  |  | role | Role that a organizational entity plays leader or formal head of the organization. [W3C ORG] |  |  |  |  | http://purl.allotrope.org/ontologies/role#AFRL_0000402
headspace chromatography |  |  | process | Headspace chromatography is a type of chromatography that uses the gaseous headspace above a sample for analysis because very light volatiles can be efficiently partitioned as they diffuse to the gas volume above. [Allotrope] |  |  |  |  | http://purl.allotrope.org/ontologies/process#AFP_0002484
heat capacity | heat capacity (datum) |  | result | Heat capacity is a quantification facet that quantifies the amount of heat to be supplied to a given mass of a material to produce a unit change in its temperature. [Wikipedia] |  | https://en.wikipedia.org/wiki/Heat_capacity |  | quality quantification facet | http://purl.allotrope.org/ontologies/result#AFR_0002022
heat capacity (dsc) | heat capacity |  | result | A heat capacity (dsc) is a quantity facet that quantifies the difference in heat capacity of a material before and after its glass transition. [Allotrope] |  |  |  |  | http://purl.allotrope.org/ontologies/result#AFR_0001989
heat capacity (quality) | thermal capacity; heat capacity |  | quality | Heat capacity is a thermal quality that inheres in a bearer by virtue of its resistance or ability to change its temperature based on a change to the heat added or removed from said object (ratio of head added or removed from an object to the resulting temperature change). [Wikipedia] |  | https://en.wikipedia.org/wiki/Heat_capacity |  | thermal quality | http://purl.allotrope.org/ontologies/quality#AFQ_0000058
heat flow |  |  | result | Heat flow is a quantification of the heat transferred per time. [Allotrope] |  |  |  | power | http://purl.allotrope.org/ontologies/result#AFR_0002176
heat flow process profile |  |  | process | A heat flow process profile is a rate process profile that is the change in heat flow through a material entity. [Allotrope] |  |  |  |  | http://purl.allotrope.org/ontologies/process#AFP_0003795
heat flow profile |  |  | result | A heat flow profile is a profile that quantifies the heat flow through a material entity over time. [Allotrope] |  | https://en.wikipedia.org/wiki/Rate_of_heat_flow |  | profile | http://purl.allotrope.org/ontologies/result#AFR_0002312
heat flow profile aggregate document |  |  | result | A heat flow profile aggregate document is a document that aggregates heat flow profiles. [Allotrope] |  |  |  | profile aggregate document | http://purl.allotrope.org/ontologies/result#AFR_0002559
heat rate |  |  | quality | Quality of a bearer which describes the bearer's efficiency in terms of useful output energy. [Allotrope] |  |  |  | thermal quality | http://purl.allotrope.org/ontologies/quality#AFQ_0000042
heat seal |  |  | equipment | A heat seal is a coupling device that is the output of a heat sealing process. [Allotrope] |  |  |  |  | http://purl.allotrope.org/ontologies/equipment#AFE_0002270
heat seal length |  |  | result | A heat seal length is a quality quantification facet that quantifies the length of some heat seal between two materials. [Allotrope] |  |  |  |  | http://purl.allotrope.org/ontologies/result#AFR_0002727
heat sealing |  |  | process | Heat sealing is the process of sealing one thermoplastic to another thermoplastic using heat and pressure. [Wikipedia] |  |  |  |  | http://purl.allotrope.org/ontologies/process#AFP_0003831
heat transfer coefficient | heat transfer coefficient result; heat transfer coefficient (datum) |  | result | A heat transfer coefficient is a quality quantification facet that quantifies the proportionality constant between the heat flux and the thermodynamic driving force for the flow of heat. [Wikipedia] |  | https://en.wikipedia.org/wiki/Heat_transfer_coefficient |  | quality quantification facet | http://purl.allotrope.org/ontologies/result#AFR_0002072
heat transfer coefficient process profile | heat transfer coefficient profile |  | process | A heat transfer coefficient process profile is a rate process profile of the ratio of the heat flux and the thermodynamic driving force for the flow of heat. [Allotrope] |  |  |  |  | http://purl.allotrope.org/ontologies/process#AFP_0003751
heat transfer coefficient profile | heat transfer coefficient profile result |  | result | A heat transfer coefficient profile is a profile that quantifies over time the proportionality constant between the heat flux and the thermodynamic driving force for the flow of heat. [Wikipedia] |  | https://en.wikipedia.org/wiki/Heat_transfer_coefficient |  | profile | http://purl.allotrope.org/ontologies/result#AFR_0002073
heater bar |  |  | equipment | A heater bar is a heating device that is long and thin. [Allotrope] |  |  |  | heating device | http://purl.allotrope.org/ontologies/equipment#AFE_0002269
heating device | heater; heating equipment |  | equipment | A device used for heating something. [Allotrope] |  |  |  | device | http://purl.allotrope.org/ontologies/equipment#AFE_0001128
heating or cooling rate process profile | cooling rate process profile; heating (cooling) rate profile; cooling rate profile; heating rate process profile; heating (cooling) rate process profile; heating or cooling rate profile; heating rate profile |  | process | A heating or cooling rate process profile is a rate process profile of the heating/cooling rate of an object. [Allotrope] | The temperature process profile tracks the temperature change. This tracks the change of the change in temperature (2nd derivative). |  |  |  | http://purl.allotrope.org/ontologies/process#AFP_0003755
heating or cooling rate profile | cooling rate profile result; heating (cooling) rate profile; cooling rate profile; heating rate profile result; heating (cooling) rate profile result; heating rate profile; heating or cooling rate profile result |  | result | A heating or cooling rate profile is a profile that quantifies the heating/cooling rate of an object over time. [Allotrope] |  |  |  | profile | http://purl.allotrope.org/ontologies/result#AFR_0002081
height |  |  | result | Height is a quality quantification facet that quantifies the bearer's vertical dimension of extension. [Allotrope] |  |  |  | length | http://purl.allotrope.org/ontologies/result#AFR_0002692
height (quality) | height |  | quality | A 1-D extent quality inhering in a bearer by virtue of the bearer's vertical dimension of extension. [PATO] |  |  |  | length (quality) | http://purl.allotrope.org/ontologies/quality#AFQ_0000347
height equivalent to a theoretical plate | HETP |  | result | A height equivalent to a theoretical plate is a chromatography peak facet quantifying the ratio of the absorption bed length divided by the number of theoretical plates in the absorption bed. [Wikipedia] |  |  |  | chromatography peak facet | http://purl.allotrope.org/ontologies/result#AFR_0002513
height threshold for peak integration setting (chromatography) | height threshold for peak integration setting; set minimum height; height reject |  | result | Height threshold for peak integration setting is a data processing setting that sets a minimum or maximum height for a peak to be included in the integrated peak list. [Allotrope] |  |  |  |  | http://purl.allotrope.org/ontologies/result#AFR_0001692
held state | is held; held |  | process | A held state is a state during which a device or service waits for a longer time e.g. for maintenance. [Allotrope] |  |  |  | process state | http://purl.allotrope.org/ontologies/process#AFP_0003672
helium (atom) |  |  |  | An atom of the chemical element Helium. [Allotrope] |  |  |  | atom | http://purl.obolibrary.org/obo/CHEBI_33681
helium gas | helium |  | material | Helium gas is a gas that is composed of helium atoms. [Allotrope] |  |  |  | gas | http://purl.allotrope.org/ontologies/material#AFM_0001115
heterogeneous mixture |  |  | material | A heterogeneous mixture is a portion of mixed material that is not uniform in composition, but proportions of its components vary throughout the sample. [Wikipedia] |  |  | sea water with sand | portion of mixed material | http://purl.allotrope.org/ontologies/material#AFM_0001034
high performance liquid chromatography system process | HPLC system process |  | process | A high performance liquid chromatography system process is a process that is executed on a high performance liquid chromatography system. [Allotrope] | The process is the technical implementation process on the HPLC system that implements the separation by HPLC. [Allotrope] |  |  |  | http://purl.allotrope.org/ontologies/process#AFP_0003725
high-performance liquid chromatograph | HPLC system; high-performance liquid chromatography system |  | equipment | A high-performance liquid chromatograph is an instrument used for HPLC that is a technique in analytical chemistry used to separate the components in a mixture, to identify each component, and to quantify each component. It has pumps to pass a pressurized liquid solvent containing the sample mixture through a column filled with a solid adsorbent material. Each component in the sample interacts slightly differently with the adsorbent material, causing different flow rates for the different components and leading to the separation of the components as they flow out the column. [Wikipedia] |  |  |  |  | http://purl.allotrope.org/ontologies/equipment#AFE_0000224
high-performance liquid chromatography | HPLC; high performance liquid chromatography; high-pressure liquid chromatography; high pressure liquid chromatography |  | process | Column chromatography where the mobile phase is a liquid, the stationary phase consists of very small particles and the inlet pressure is relatively high. [CHMO] |  |  |  |  | http://purl.allotrope.org/ontologies/process#AFP_0000748
high-performance liquid chromatography column | HPLC column |  | equipment | A chromatography column that contains very small particles and is capable of taking a high inlet pressure. [CHMO] |  |  |  |  | http://purl.allotrope.org/ontologies/equipment#AFE_0000231
high-performance liquid chromatography system method |  |  | result | A high-performance liquid chromatography system method is a device method that specifies how an HPLC system should be operated. [Allotrope] |  |  |  |  | http://purl.allotrope.org/ontologies/result#AFR_0001528
higher-order tensor datum | higher-order tensor; higher-order tensor value |  | result | A tensor with order greater than 2. [Allotrope] |  |  |  | tensor datum | http://purl.allotrope.org/ontologies/result#AFR_0000959
history |  |  |  | A history is a process that is the sum of the totality of processes taking place in the spatiotemporal region occupied by a material entity or site, including processes on the surface of the entity or within the cavities to which it serves as host. [BFO] |  |  |  | process | http://purl.obolibrary.org/obo/BFO_0000182
hit quality index | HQI |  | result | The hit quality index is a measure how well the spectrum measured compares against a reference spectra of a search database. [Allotrope] |  |  |  | fingerprinting result facet | http://purl.allotrope.org/ontologies/result#AFR_0001608
hit quality index margin | HQI margin |  | result | The hit quality index margin is a permitted hit quality index margin in either way (+/-) to account for noise and error. [Allotrope] |  |  |  | fingerprinting parameter | http://purl.allotrope.org/ontologies/result#AFR_0001611
hit quality index threshold | HQI threshold |  | result | The hit quality index threshold is a specification of a minimal hit quality index value for accepting positive match of the matched spectrum against the library spectrum. [Allotrope] |  |  |  | fingerprinting parameter | http://purl.allotrope.org/ontologies/result#AFR_0001612
hold command | hold |  | result | A hold command is a process command that orders the procedural element to execute the holding logic. [Allotrope] |  |  |  | process command | http://purl.allotrope.org/ontologies/result#AFR_0001630
hold-up volume |  |  | result | A hold-up volume is a quality quantification facet that quantifies the hold-up volume of a chromatographic column. [Allotrope] |  |  |  |  | http://purl.allotrope.org/ontologies/result#AFR_0002759
hold-up volume (quality) | dead volume; hold-up volume |  | quality | The hold-up volume is the volume of the mobile phase required to elute a component the concentration of which in the stationary phase is negligible compared to that in the mobile phase. In other words, this component is not retained at all by the stationary phase. Thus, the hold-up volume is equal to the retention volume of an unretained compound. [IUPAC] |  | PAC, 1993, 65, 819 (Nomenclature for chromatography (IUPAC Recommendations 1993)) |  |  | http://purl.allotrope.org/ontologies/quality#AFQ_0000170
holding in place | securing; supporting; fixing |  | process | A state of supporting a material to stay in a location or orientation. [Allotrope] |  |  |  | mereotopological state | http://purl.allotrope.org/ontologies/process#AFP_0003449
homepage hyperlink |  |  | result | A homepage hyperlink is a web page hyperlink that is a reference to home page of a person or organization. [Allotrope] |  |  |  | web page hyperlink | http://purl.allotrope.org/ontologies/result#AFR_0001066
homogeneous mixture |  |  | material | A homogeneous mixture is a portion of mixed material that has the same proportions of its components throughout a given sample. Homogeneous mixture can have a variable composition. [Wikipedia] |  |  | sea water; air | portion of mixed material | http://purl.allotrope.org/ontologies/material#AFM_0001035
homogenization |  |  | process | The intensive mixing of mutually insoluble phases (sometimes with addition of surfactants) to obtain a soluble suspension or emulsion. [CHMO] |  |  |  | mixing | http://purl.allotrope.org/ontologies/process#AFP_0001649
homogenizer |  |  | equipment | A homogenizer is a device used for homogenization of various types of material. [Wikipedia] |  | https://en.wikipedia.org/wiki/Homogenizer |  | shaping device | http://purl.allotrope.org/ontologies/equipment#AFE_0000299
honorific prefix |  |  | result | An honorific prefix is a facet that is part of a prefix to a person's name. [Allotrope] |  |  |  | person facet | http://purl.allotrope.org/ontologies/result#AFR_0001081
honorific suffix |  |  | result | An honorific prefix is a facet that is part of a suffix to a person's name. [Allotrope] |  |  |  | person facet | http://purl.allotrope.org/ontologies/result#AFR_0001482
hot tack aggregate document |  |  | result | A hot tack aggregate document is a document that aggregates hot tack documents. [Allotrope] |  |  |  |  | http://purl.allotrope.org/ontologies/result#AFR_0002853
hot tack document |  |  | result | A hot tack document is a document that encompasses the information associated with some hot tack run. [Allotrope] |  |  |  |  | http://purl.allotrope.org/ontologies/result#AFR_0002854
human | human being; homo sapiens; man |  |  | A member of the the species Homo sapiens. [Allotrope] |  |  |  | organism | http://purl.obolibrary.org/obo/NCBITaxon_9606
humidity |  |  | result | A humidity (datum) is a quantity facet that quantifies some humidity. [Allotrope] |  |  |  | quality quantification facet | http://purl.allotrope.org/ontologies/result#AFR_0002595
humidity (quality) | humidity |  |  | A quality inhering in air by virtue of the partial pressure exerted by the bearer's water vapour content. [PATO] |  |  |  |  | http://purl.obolibrary.org/obo/PATO_0015009
hydraulic energy |  |  | material | Work that results from the movement or force of a liquid, including hydrostatic forces. [NIST] |  |  |  | energy | http://purl.allotrope.org/ontologies/material#AFM_0000886
hydrochloric acid titrant solution |  |  | material | A hydrochloric acid titrant solution is a titrant solution containing hydrochloric acid as the reactant. [Allotrope] |  |  |  | titrant solution | http://purl.allotrope.org/ontologies/material#AFM_0001108
hydrogen gas | hydrogen |  | material | Hydrogen gas is a gas that is composed of hydrogen molecules. [Allotrope] |  |  |  | gas | http://purl.allotrope.org/ontologies/material#AFM_0001112
hydrophilic interaction chromatography | hydrophilic interaction liquid chromatography; HILIC |  | process | Liquid chromatography where the stationary phase is hydrophilic, the mobile phase is organic and separation is achieved based on polarity. [CHMO] |  |  |  |  | http://purl.allotrope.org/ontologies/process#AFP_0000021
hydrophobic interaction chromatography | HIC |  | process | Separation using HIC is based on the reversible interaction between a protein and the hydrophobic ligand bound to the chromatography matrix. [Allotrope] |  |  |  |  | http://purl.allotrope.org/ontologies/process#AFP_0002142
hygroscopicity |  |  | quality | Hygroscopicity is a quality inhered in a compound by virtue of its ability to readily take up and retain water, especially from the atmosphere. [Wikipedia] |  | https://en.wikipedia.org/wiki/Hygroscopy |  | chemical substance quality | http://purl.allotrope.org/ontologies/quality#AFQ_0000279
hygroscopicity code |  |  | result | A hygroscopicity code is a code that indicates a range of hygroscopicity. [Allotrope] |  |  |  |  | http://purl.allotrope.org/ontologies/result#AFR_0002552
hygroscopicity type | hygroscopicity per E.U |  | result | A hygroscopicity type is a classification datum that classifies the hygroscopicity of a material due to moisture sorption at 25°C and 80% relative humidity. [Allotrope] |  |  |  |  | http://purl.allotrope.org/ontologies/result#AFR_0002143
hygroscopy |  |  | process | Hygroscopy is the phenomenon of attracting and holding water molecules via either absorption or adsorption from the surrounding environment. [Wikipedia] |  | https://en.wikipedia.org/wiki/Hygroscopy |  |  | http://purl.allotrope.org/ontologies/process#AFP_0003764
hysteresis |  |  | realizable | Hysteresis is the time-based dependence of a system's output on present and past inputs. The dependence arises because the history affects the value of an internal state. To predict its future outputs, either its internal state or its history must be known. [Wikipedia] |  | https://en.wikipedia.org/wiki/Hysteresis |  |  | http://purl.allotrope.org/ontologies/realizable#AFRE_0000019
hysteresis |  |  | realizable | Hysteresis is the time-based dependence of a system's output on present and past inputs. The dependence arises because the history affects the value of an internal state. To predict its future outputs, either its internal state or its history must be known. [Wikipedia] |  |  |  | configuration | http://purl.allotrope.org/ontologies/realizable#AFRE_0000019
hysteresis assessment |  |  | result | A hysteresis assessment is an assessment about the hysteresis observed in a cyclic experiment. [Allotrope] |  |  |  |  | http://purl.allotrope.org/ontologies/result#AFR_0002144
identified degradation product role | identified degradation product |  | role | A degradation product role for which a structural characterization has been achieved. [ICH-Q3A] |  |  |  | degradation product role | http://purl.allotrope.org/ontologies/role#AFRL_0000429
identified impurity role | identified impurity |  | role | An impurity for which a structural characterization has been achieved. [ICH-Q3A] |  |  |  | impurity role | http://purl.allotrope.org/ontologies/role#AFRL_0000424
identifier | ID |  | result | An identifier is a name that identifies (that is, labels the identity of) either a unique object or a unique class of objects, where the "object" or class may be an idea, physical [countable] object (or class thereof), or physical [uncountable] substance (or class thereof). [Wikipedia] |  |  |  | facet | http://purl.allotrope.org/ontologies/result#AFR_0000917
identifier | ID |  | result | An identifier is a name that identifies (that is, labels the identity of) either a unique object or a unique class of objects, where the "object" or class may be an idea, physical [countable] object (or class thereof), or physical [uncountable] substance (or class thereof). [Wikipedia] |  |  |  | facet | http://purl.allotrope.org/ontologies/result#AFR_0000917
identifier role |  |  | role | An identifier role is the contextual role of an information content entity that identifies another entity. [Allotrope] |  |  |  | designative purpose | http://purl.allotrope.org/ontologies/role#AFRL_0000007
identifying |  |  | process | Identifying is recognizing an entity by some criteria and assigning an identifier to the entity. [Allotrope] |  |  |  | denoting | http://purl.allotrope.org/ontologies/process#AFP_0003585
idle state | is idle; idle |  | process | An idle state is a state during which a device or service waits for being started to execute a planned process. [Allotrope] |  |  |  | process state | http://purl.allotrope.org/ontologies/process#AFP_0003667
illumination setting |  |  | result | An illumination setting is a setting that specifies the intensity of some illumination. [Allotrope] |  |  |  |  | http://purl.allotrope.org/ontologies/result#AFR_0002861
image |  |  |  | An image is an affine projection to a two dimensional surface, of measurements of some quality of an entity or entities repeated at regular intervals across a spatial range, where the measurements are represented as color and luminosity on the projected on surface. [IAO] |  |  |  | figure | http://purl.obolibrary.org/obo/IAO_0000101
image aggregate document |  |  | result | An image aggregate document is a document that aggregates image documents. [Allotrope] |  |  |  |  | http://purl.allotrope.org/ontologies/result#AFR_0002869
image analysis |  |  | process | Image analysis is the discovering of patterns in an image that are correlated to qualities of the material entity the image represents or of abstract patterns. [Allotrope] |  |  |  | data transformation | http://purl.allotrope.org/ontologies/process#AFP_0003540
image count setting |  |  | result | An image count setting is a control setting that specifies the number of images to be collected in the acquisition process. [Allotrope] |  |  |  |  | http://purl.allotrope.org/ontologies/result#AFR_0002932
image document |  |  | result | An image document is a document that encompasses the information associated with an image. [Allotrope] |  |  |  |  | http://purl.allotrope.org/ontologies/result#AFR_0002225
image format |  |  | result | An image format is a classification datum classifying an image by the data format specification that its representation has. [Allotrope] |  |  |  |  | http://purl.allotrope.org/ontologies/result#AFR_0002466
image height |  |  | result | An image height is the height of some image. [Allotrope] |  |  |  |  | http://purl.allotrope.org/ontologies/result#AFR_0002467
image width |  |  | result | An image width is the horizontal length of some image. [Allotrope] |  |  |  |  | http://purl.allotrope.org/ontologies/result#AFR_0002468
imaging |  |  | process | Imaging is a process that produces an image of something. [Allotrope] |  |  |  | producing | http://purl.allotrope.org/ontologies/process#AFP_0003774
imaging assay |  |  | process | An imaging assay is a physical characterization assay to produce a picture of an entity. [CHMO] |  |  |  | physical characterization assay | http://purl.allotrope.org/ontologies/process#AFP_0001801
impedance scan characteristic frequency |  |  | result | An impedance scan characteristic frequency is an impedance scan result datum obtained from the infliction point of the impedance spectrum that provides an indication of the average cell diameter. The larger the cell diameter, the smaller the fc and vice-versa. [Allotrope] |  |  |  | impedance scan result | http://purl.allotrope.org/ontologies/result#AFR_0002306
impedance scan data cube |  |  | result | An impedance scan data cube is a data cube that is a representation of an impedance scan result. [Allotrope] |  |  |  |  | http://purl.allotrope.org/ontologies/result#AFR_0002303
impedance scan permittivity range | Δεmax |  | result | An impedance scan permittivity range is an impedance scan result that quantitates the difference in heights of low and high frequency in an impedance spectrum which correlates with the viable cell density. [Allotrope] |  |  |  | impedance scan result | http://purl.allotrope.org/ontologies/result#AFR_0002304
impedance scan profile |  |  | result | An impedance scan profile is a profile that quantifies the impedance spectrum of a material over time. [Allotrope] |  |  |  |  | http://purl.allotrope.org/ontologies/result#AFR_0002302
impedance scan result |  |  | result | An impedance scan result is an assay result that is the output of processing an impedance spectrum. [Allotrope] |  |  |  |  | http://purl.allotrope.org/ontologies/result#AFR_0002307
impedance scan slope |  |  | result | An impedance scan slope is an impedance scan result that quantitates the slope (α) of the beta-dispersion at the characteristic frequency fc and is indicative of the cell diameter distribution. The steeper the slope , the more homogeneous the distribution. [Allotrope] |  |  |  | impedance scan result | http://purl.allotrope.org/ontologies/result#AFR_0002305
impedance spectrum | dielectric spectrum; impedance spectra |  | result | A plot of impedance vs. frequency that reflects the change in impedance of a sample during excitation. [CHMO] |  |  |  |  | http://purl.allotrope.org/ontologies/result#AFR_0000369
impedance spectrum data cube |  |  | result | An impedance spectrum data cube is a data cube that is a representation of an impedance spectrum. [Allotrope] |  |  |  |  | http://purl.allotrope.org/ontologies/result#AFR_0002553
importer |  |  | audit | An importer is an agent role in an audit trail. [Allotrope] |  |  |  | agent role | http://purl.allotrope.org/ontologies/audit#Importer
importing |  |  | process | Importing is a localization that brings in a flow (material, energy, signal) from outside of a boundary to the inside. [Allotrope, NIST] |  |  |  | localizing | http://purl.allotrope.org/ontologies/process#AFP_0003349
impurity (quality) | impurity |  | quality | Impurity is a composition quality inhering in an bearer by virtue of the bearer having undesired components. [Allotrope] |  |  |  | composition | http://purl.allotrope.org/ontologies/quality#AFQ_0000222
impurity chromatography peak type | impurity type |  | result | An impurity type is a classification datum that classifies a peak by the impurity role played by the substance it is a proxy for in the chromatographic process. [Allotrope] |  |  |  | chromatography peak type | http://purl.allotrope.org/ontologies/result#AFR_0002800
impurity role | impurity |  | role | A material role for any component of material that is not part of the defined product at the particular stage of manufacture or storage. [Allotrope] |  |  | For example a starting material is not an impurity at the start of a reaction but it is an impurity after the final purification step. | synthesis role | http://purl.allotrope.org/ontologies/role#AFRL_0000364
in port | inlet |  | equipment | An in port is a port in a device where material is flowing into the system boundary. [Allotrope] |  |  |  | port | http://purl.allotrope.org/ontologies/equipment#AFE_0002190
in-port role | target |  | role | A role of a site where material or energy is incoming into the component. [Allotrope] |  |  |  | port role | http://purl.allotrope.org/ontologies/role#AFRL_0000148
in/out port | bidirectional port |  | equipment | An in/out port is a port where a flow is going in both directions. [Allotrope] |  |  |  | port | http://purl.allotrope.org/ontologies/equipment#AFE_0002192
incident photon conversion efficiency spectrum | incident photon conversion efficiency spectra; incident photon to collected electron (IPCE) spectra; incident-photon-to-current conversion efficiency (IPCE) spectrum; incident-photon-to-current conversion efficiency spectrum; IPCE spectrum; incident photon to collected electron (IPCE) spectrum; incident photon to current collection efficiency spectrum; incident photon-to-electron conversion efficiency spectrum; incident photon to collected electron spectra |  | result | A plot of incident photon-to-current conversion efficiency (IPCE) vs. wavelength obtained from a solar or photovoltaic cell. [CHMO] |  |  |  | data distribution function | http://purl.allotrope.org/ontologies/result#AFR_0000438
incident radiation angle |  |  | result | An incident radiation angle is a quality quantification facet quantifying the angle between the beam of radiation and the surface of some sample it impacts. [Allotrope] |  |  |  |  | http://purl.allotrope.org/ontologies/result#AFR_0002475
inclusive gateway |  |  | result | An inclusive gateway is a transition specification that has multiple activity successors. The process forks into each succeeding activity of the inclusive gateway where the guard condition is true. [Allotrope] |  |  |  | transition specification | http://purl.allotrope.org/ontologies/result#AFR_0001622
increasing quality process profile |  |  | process | An increasing quality process profile is a quality process profile where the tracked determinate quality is continuously increasing in magnitude. [Allotrope] |  |  |  | proper changing quality process profile | http://purl.allotrope.org/ontologies/process#AFP_0003819
incrementing | incrementing magnitude |  | process | Incrementing is enlarging the magnitude of a quality in a predetermined and fixed manner. [NIST] |  |  |  | changing | http://purl.allotrope.org/ontologies/process#AFP_0003368
independent continuant |  |  |  | b is an independent continuant if b is a continuant which is such that there is no c and no t such that b s-depends_on c at t. [BFO] |  |  | the interior of your mouth; a leg; a spatial region; an atom; a heart; a molecule; the bottom right portion of a human torso; an orchestra.; a chair; an organism | continuant | http://purl.obolibrary.org/obo/BFO_0000004
independent variable |  |  | role | An independent variable is a contextual role of an information artifact that represents inputs or causes for variation of a dependent variable. In the experimental setting, the independent variable is controlled by the experimenter. Models and experiments test or determine the effects that the independent variables have on the dependent variables. [Wikipedia] |  | https://en.wikipedia.org/wiki/Dependent_and_independent_variables |  | variable | http://purl.allotrope.org/ontologies/role#AFRL_0000078
index |  |  | result | A facet that represents some strictly ordered key in an associative array or the position of a member in a list. [Allotrope] |  |  |  | facet | http://purl.allotrope.org/ontologies/result#AFR_0000928
index coordination |  |  | result | An index coordination is a class coordination that coordinates a class of individuals that are denoted by a common index. [Allotrope] |  |  | Column 1 |  | http://purl.allotrope.org/ontologies/result#AFR_0001568
index role |  |  | role | An index role is a contextual role of an information object that denotes to another object that is part of an aggregation and it is the data output of some indexing process. [Allotrope] |  |  |  | designative purpose | http://purl.allotrope.org/ontologies/role#AFRL_0000062
indexed member |  |  | role | Indexed member is the member role that has an index facet. [Allotrope] |  |  |  | member role | http://purl.allotrope.org/ontologies/role#AFRL_0000169
indexing |  |  | process | Indexing is the process of organizing data according to a specific plan, usually to streamline data retrieval. [Allotrope] |  |  | assigning a sequence of numbers to data items | data transformation | http://purl.allotrope.org/ontologies/process#AFP_0003586
indicating |  |  | process | Indicating is signaling to make something known to the user about a flow. [NIST] |  |  |  | signaling | http://purl.allotrope.org/ontologies/process#AFP_0003488
indicating state |  |  | process | The state when the role of a signal is realized independent of any other material entity that may sense (perceive) the signal. [Allotrope] |  |  |  | state | http://purl.allotrope.org/ontologies/process#AFP_0003470
inelastic tunneling spectrum | inelastic tunnelling spectra; inelastic tunneling spectra; inelastic tunnelling spectrum; IET spectra; IET spectrum |  | result | A plot of current (or a first or higher derivative of current with respect to voltage) vs. voltage obtained by measuring the tunneling current through a metal-oxide-metal sandwich. Molecules are adsorbed onto the oxide and these molecules can affect the tunneling via the excitation of vibrational states. [CHMO] |  |  |  | data distribution function | http://purl.allotrope.org/ontologies/result#AFR_0000294
inferring | inference |  | process | Inferring is a process that produces logical consequences by steps of reasoning, moving from premises. [Wikipedia] |  | https://en.wikipedia.org/wiki/Inference |  | producing | http://purl.allotrope.org/ontologies/process#AFP_0003637
information content entity | information object |  |  | A generically dependent continuant that is about some thing. [IAO] |  |  |  |  | http://purl.obolibrary.org/obo/IAO_0000030
information process |  |  | process | A process that affects, creates or destroys information content. [Allotrope] |  |  |  |  | http://purl.allotrope.org/ontologies/process#AFP_0000307
information product role |  |  | role | An information product role is a contextual role of some information content entity that is produced for the purpose of sale. [Allotrope] |  |  |  | contextual role | http://purl.allotrope.org/ontologies/role#AFRL_0000544
infrared absorption spectroscopy | infra-red absorption spectrometry; IR spectrometry; infrared spectrophotometry; IR absorption spectroscopy; IR spectrophotometry; infrared spectroscopy; IR; IR absorption spectrometry; infrared (IR) spectroscopy; IR spectroscopy; infrared spectrometry; infra-red spectrophotometry; infra-red absorption spectroscopy; infrared absorption spectrometry; infra-red spectrometry |  | process | Infrared absorption spectroscopy is a type of vibrational spectroscopy where the sample absorbs radiation from the infrared region. [CHMO] |  |  |  | vibrational spectroscopy | http://purl.allotrope.org/ontologies/process#AFP_0002016
infrared interferogram | IR interferogram |  | result | An infrared interferogram is an interferogram produced by FT infrared spectroscopy. [Allotrope] |  |  |  | interferogram | http://purl.allotrope.org/ontologies/result#AFR_0002103
infrared interferogram data cube |  |  | result | An infrared interferogram data cube is a data cube that is a representation of an infrared interferogram. [Allotrope] |  |  |  |  | http://purl.allotrope.org/ontologies/result#AFR_0002057
infrared radiation | IR; infrared light; infrared |  | material | Electromagnetic radiation with longer wavelengths than those of visible light. It extends from the nominal red edge of the visible spectrum at 700 nanometer, to 1 micrometers. [Wikipedia] |  | https://en.wikipedia.org/wiki/Infrared |  | electromagnetic energy | http://purl.allotrope.org/ontologies/material#AFM_0001057
infrared spectroscopy result | IR result; IR spectroscopy result |  | result | An infrared spectroscopy result is the result of an infrared absorption or transmission spectroscopy. [Allotrope] |  |  |  | spectroscopy result | http://purl.allotrope.org/ontologies/result#AFR_0002105
infrared spectrum | infra-red spectrum; infrared (IR) spectrum; IR spectra; infra-red spectra; infrared spectra; infrared (IR) spectra; IR spectrum |  | result | A plot of absorbance or transmittance vs. wavelength/wavenumber/frequency obtained by measuring the absorption or transmission of infrared radiation by a sample. [CHMO] |  |  |  | data distribution function | http://purl.allotrope.org/ontologies/result#AFR_0000251
infrared spectrum data cube |  |  | result | An infrared spectrum data cube is a data cube that is a representation of an infrared spectrum. [Allotrope] |  |  |  |  | http://purl.allotrope.org/ontologies/result#AFR_0002058
infrared transmission spectroscopy | infrared transmittance spectroscopy; transmission IR; IR transmission spectroscopy; IR transmittance spectroscopy |  | process | Infrared transmission spectroscopy is a type of vibrational spectroscopy where the transmission of infrared radiation (0.78-1000 µm) through a sample is detected. [CHMO] |  |  |  | vibrational spectroscopy | http://purl.allotrope.org/ontologies/process#AFP_0002276
ingredient coordination | material component coordination; component coordination |  | result | An ingredient coordination is a material coordination that coordinates a material class with its ingredients (components) (of the same level of granularity). [Allotrope] |  |  | Hydrochloric acid solution is a solution coordinated with its component compounds water and hydrochloric acid. [Allotrope] | material coordination | http://purl.allotrope.org/ontologies/result#AFR_0001566
ingredient role | ingredient |  | role | Ingredient is a role of material that is used in a material combining process to produce a new material. [Allotrope] |  |  |  | synthesis role | http://purl.allotrope.org/ontologies/role#AFRL_0000249
ingredient specification |  |  | result | An ingredient specification is a part specification about ingredients in a portion of mixed materials. [Allotrope] |  |  |  | part specification | http://purl.allotrope.org/ontologies/result#AFR_0001637
inhibiting |  |  | process | Significantly restraining a flow, though a portion of the flow continues to be transferred. [NIST] |  |  | The structures of space vehicles inhibits the flow of radiation to protect crew and cargo. | stopping | http://purl.allotrope.org/ontologies/process#AFP_0003596
inhibition device | inhibitor |  | equipment | An inhibition device is a device that has the function to inhibit flows (material, energy, information). A part of the flow is passing through the device. [Allotrope] |  |  |  | device | http://purl.allotrope.org/ontologies/equipment#AFE_0002254
initial response |  |  | role | The initial response is the role of an outgoing signal as it was generated raw without signal processing from a processing component. [Allotrope] |  |  |  | physical signal role | http://purl.allotrope.org/ontologies/role#AFRL_0000275
initial value role | initial value; start value; start value role |  | role | An initial value role is a statistical datum role of a datum that has no predecessor in an ordered collection. [Allotrope] |  |  |  | statistic datum role | http://purl.allotrope.org/ontologies/role#AFRL_0000575
injecting | injection |  | process | Injecting is the forceful loading of a fluid into the interior of some other object. [Allotrope] |  |  |  | loading | http://purl.allotrope.org/ontologies/process#AFP_0003666
injection (chromatography) | sample introduction; injection |  | process | Process of loading a sample into a chromatography system. [Allotrope] |  |  |  |  | http://purl.allotrope.org/ontologies/process#AFP_0001611
injection device | injector |  | equipment | A device that introduces objects into the inside of another object. [Allotrope] |  |  |  | transferring device | http://purl.allotrope.org/ontologies/equipment#AFE_0000266
injection device component |  |  | equipment | An injection device component is a component of an injection device. [Allotrope] |  |  |  |  | http://purl.allotrope.org/ontologies/equipment#AFE_0002186
injection device configuration | injection device setting; injection configuration; injector setting; injection setting |  | quality | An injection device configuration is a device configuration of an injection device or its components. [Allotrope] |  |  |  |  | http://purl.allotrope.org/ontologies/quality#AFQ_0000233
injection document |  |  | result | An injection document is a document that encompasses the information associated with an injection. [Allotrope] |  |  |  |  | http://purl.allotrope.org/ontologies/result#AFR_0002529
injection identifier | injection ID; injection id |  | result | An injection identifier is an identifier that identifies some injection. [Allotrope] |  |  |  |  | http://purl.allotrope.org/ontologies/result#AFR_0002535
injection needle washing | needle washing |  | process | Injection needle washing is the washing of an injection needle. [Allotrope] |  |  |  |  | http://purl.allotrope.org/ontologies/process#AFP_0003663
injection setting | injection setting datum; injector setting datum; injector setting |  | result | An injection setting is a setting that specifies an injection setting configuration of an injection device. [Allotrope] |  |  |  |  | http://purl.allotrope.org/ontologies/result#AFR_0001580
injection time |  |  | result | An injection time is a time that indicates when an injection is performed. [Allotrope] |  |  |  |  | http://purl.allotrope.org/ontologies/result#AFR_0002536
injection volume setting |  |  | result | The injection volume setting is an injection setting that specifies the volume of the fluid to be injected. [Allotrope] |  |  |  | injection setting | http://purl.allotrope.org/ontologies/result#AFR_0001577
inlet gas pressure |  |  | result | An inlet gas pressure is a quality qualification facet that quantifies the pressure of the inlet gas. [Allotrope] |  |  |  |  | http://purl.allotrope.org/ontologies/result#AFR_0002158
inlet gas role (DVS) | inlet gas role; inlet gas |  | role | An inlet gas role is the role of the gas led into the system in the dynamic vapor sorption process. [Allotrope] |  |  |  | dynamic vapor sorption role | http://purl.allotrope.org/ontologies/role#AFRL_0000532
inner diameter | inner diameter (datum) |  | result | Inner diameter is the diameter quantified at the inside. [Allotrope] |  |  |  | diameter | http://purl.allotrope.org/ontologies/result#AFR_0002108
inner diameter (quality) |  |  | quality | The inner diameter is the diameter at the inside. [Allotrope] |  |  | opening of the soller slit | diameter (quality) | http://purl.allotrope.org/ontologies/quality#AFQ_0000018
input device |  |  | equipment | A device that is used to provide data and control signals to an information processing system. [Wikipedia] |  | https://en.wikipedia.org/wiki/Input_device |  | device | http://purl.allotrope.org/ontologies/equipment#AFE_0002156
input role | input |  | role | A general role if its bearer is the input of the process that realizes the role. The bearer exists at the beginning of the process but not necessarily at its end. [Allotrope] |  | Sowa, Knowledge Representation, Brooks Cole Publishing Co., 2000 |  |  | http://purl.allotrope.org/ontologies/role#AFRL_0000008
input role | input |  | role | A general role if its bearer is the input of the process that realizes the role. The bearer exists at the beginning of the process but not necessarily at its end. [Allotrope] |  | http://www.jfsowa.com/ontology/thematic.htm |  |  | http://purl.allotrope.org/ontologies/role#AFRL_0000008
inserting material | insertion |  | process | A spatial processing of transferring material into a site. [Allotrope] |  |  |  | delivering material | http://purl.allotrope.org/ontologies/process#AFP_0003398
instrument suspension media |  |  | result | Instrument suspension media is a description describing the suspension media used in the instrument during the experiment. [Allotrope] |  |  |  |  | http://purl.allotrope.org/ontologies/result#AFR_0002183
integer factor |  |  | result | A factor with a integer number as value. [Allotrope] |  |  |  | factor | http://purl.allotrope.org/ontologies/result#AFR_0000926
integration |  |  | process | The method used to obtain the integral of a function or curve. [Allotrope] |  |  |  | calculation | http://purl.allotrope.org/ontologies/process#AFP_0000970
integration algorithm |  |  | result | An integration algorithm is an algorithm about integration that specifies the way an integration process is carried out. [Allotrope] |  |  |  | algorithm | http://purl.allotrope.org/ontologies/result#AFR_0002762
integration algorithm type |  |  | result | An integration algorithm type is a classification datum that classifies the integration algorithm used in an integration process. [Allotrope] |  |  |  |  | http://purl.allotrope.org/ontologies/result#AFR_0002763
integration time |  |  | result | The integration time is the time when the integration of signals is done in a measurement system. [Allotrope] |  |  |  |  | http://purl.allotrope.org/ontologies/result#AFR_0001671
integration with peak detection enabled setting (chromatography) | integration on/off; enable integration; integration with peak detection enabled setting |  | result | Integration with peak detection enabled setting is a data processing setting that allows the integration process to detect peaks for the time period specified. [Allotrope] |  |  |  |  | http://purl.allotrope.org/ontologies/result#AFR_0001689
intensity |  |  | result | An intensity (datum) is an quality quantification facet that quantifies the magnitude of a signal. [Allotrope] |  |  |  | quality quantification facet | http://purl.allotrope.org/ontologies/result#AFR_0002537
inter scan relaxation delay |  |  | result | An inter scan relaxation delay is a time period which ensures that entire signal from spins is detectable. [Allotrope] |  |  |  |  | http://purl.allotrope.org/ontologies/result#AFR_0002142
inter scan relaxation delay setting |  |  | result | An inter scan relaxation delay setting is a setting that specifies the inter scan relaxation delay. [Allotrope] |  |  |  |  | http://purl.allotrope.org/ontologies/result#AFR_0002139
interferogram |  |  | result | An interferogram is a data distribution function of interference between a reference wave and an experimental wave produced by an interferometer. [Allotrope] |  |  |  | data distribution function | http://purl.allotrope.org/ontologies/result#AFR_0001599
interferometry | optical interferometry; laser interferometry |  | process | The measurement of the properties of two or more lasers or waves by studying the pattern of interference created by their superposition. [CHMO] |  |  |  | measuring | http://purl.allotrope.org/ontologies/process#AFP_0002065
intermediate tapped density aggregate document |  |  | result | An intermediate tapped density aggregate document is a document is a document that is about an ordered collection of intermediate tapped density documents. [Allotrope] |  |  |  |  | http://purl.allotrope.org/ontologies/result#AFR_0002131
intermediate tapped density document |  |  | result | An intermediate tapped density document is a document that encompasses the information associated with a single intermediate tapped density result. [Allotrope] |  |  |  |  | http://purl.allotrope.org/ontologies/result#AFR_0002259
internal standard role | surrogate internal standard; internal standard |  | role | Internal standard role is the analysis role of a chemical substance that is added in a constant amount to samples, the blank and calibration standards in a chemical analysis. [Wikipedia] |  | https://en.wikipedia.org/wiki/Internal_standard |  | analysis role | http://purl.allotrope.org/ontologies/role#AFRL_0000432
internal standard sample role | internal standard sample; internal standard |  | role | An internal standard sample role is a standard sample role of a material sample that contains a known amount of internal standard material. [Allotrope] |  |  |  | standard sample role | http://purl.allotrope.org/ontologies/role#AFRL_0000569
interpolation |  |  | process | Interpolation is the constructing new data points within the range of a discrete set of known data points. [Wikipedia] |  | https://en.wikipedia.org/wiki/Interpolation |  | calculation | http://purl.allotrope.org/ontologies/process#AFP_0003568
interpolation (calibration) | interpolation |  | process | Interpolation is a calculation that calculates a calculated measure from a primary measure by applying a measurement function that is derived from a calibration curve. [Allotrope] | The measurement function of a calibration curve can be got by curve fitting a function to a set of calibration points. Applying the function at abscissa coordinates that are part of the discrete calibration points, can be interpreted as interpolation. [Allotrope] |  |  |  | http://purl.allotrope.org/ontologies/process#AFP_0003717
interpolation algorithm |  |  | result | An interpolation algorithm is an algorithm about interpolation that specifies the way an interpolation process is carried out. [Allotrope] |  |  |  | algorithm | http://purl.allotrope.org/ontologies/result#AFR_0000898
interpolation role | interpolation |  | role | An interpolation is the contextual role of a quantity or number that has been the result of an interpolation. [Allotrope] |  |  |  | term mathematical role | http://purl.allotrope.org/ontologies/role#AFRL_0000009
interval scale |  |  | result | A scale that is based on equal quantitative intervals. [Allotrope] |  |  |  | level of measurement | http://purl.allotrope.org/ontologies/result#AFR_0000911
invalidation record dataset |  |  | audit | An invalidation record dataset is an audit record dataset that contains the metadata and data that is needed to record the invalidation of an electronic record in an activity. [Allotrope] |  |  |  | audit record dataset | http://purl.allotrope.org/ontologies/audit#InvalidationRecordDataset
invariant |  |  | role | An invariant is the contextual role of an information object that is about a situation that does not change during the whole process. [Allotrope] |  |  |  | during | http://purl.allotrope.org/ontologies/role#AFRL_0000057
inverting |  |  | process | Inverting is a sample preparation step of mixing. It is homogenization by switching the y-axis of a sample several times, turning it upside down using a syringe. [Allotrope] |  |  |  | mixing | http://purl.allotrope.org/ontologies/process#AFP_0001953
investigator |  |  | role | An investigator is a researcher that is doing an investigation. [Allotrope] |  |  |  | researcher | http://purl.allotrope.org/ontologies/role#AFRL_0000406
ion |  |  | material | An ion is an atomic or molecular particle having a net electric charge. [IUPAC] |  | IUPAC. Compendium of Chemical Terminology, 2nd ed. (the "Gold Book"). Compiled by A. D. McNaught and A. Wilkinson. Blackwell Scientific Publications, Oxford (1997). |  | molecular entity | http://purl.allotrope.org/ontologies/material#AFM_0000077
ion chromatogram |  |  | result | A ion chromatogram is a distribution function of a ion current signal of a mass detector versus time of acquisition or versus volume of analyte. [Allotrope] |  |  |  |  | http://purl.allotrope.org/ontologies/result#AFR_0000443
ion current (quality) | ion current |  | quality | An ion current is a summary quality of an ion flow by virtue of the electrical charge of the ions. [Allotrope] |  |  |  |  | http://purl.allotrope.org/ontologies/quality#AFQ_0000338
ion current signal |  |  | result | An ion current signal is the output of a mass detector, that signals the ion current. [Allotrope] |  |  |  |  | http://purl.allotrope.org/ontologies/result#AFR_0002547
ion detection |  |  | process | Ion detection is detecting the presence of ions. [Allotrope] |  |  |  | detecting | http://purl.allotrope.org/ontologies/process#AFP_0002541
ion detector | ion collector |  | equipment | A piece of apparatus that produces an output that depends on the number of ions that it encounters. [CHMO] |  |  |  | detector | http://purl.allotrope.org/ontologies/equipment#AFE_0000642
ion facet | ion attribute; ion property |  | result | An ion facet is a molecular facet that is about some ion. [Allotrope] |  |  |  | molecular entity facet | http://purl.allotrope.org/ontologies/result#AFR_0001857
ion flow |  |  | material | A ion flow is a material flow where ions transport electric charges in an electromagnetic field. [Allotrope] |  |  |  | material flow | http://purl.allotrope.org/ontologies/material#AFM_0001123
ion optics | ion guide |  | equipment | Devices designed to control the formation, focusing, and deflection of charged particle beams in a vacuum under the influence of electric and magnetic fields. [IUPAC] |  | K. K. Murray, R. K. Boyd, M. N. Eberlin, G. J. Langley, L. Li and Y. Naito, Pure Appl. Chem., 2013, 85, 1515-1609 |  |  | http://purl.allotrope.org/ontologies/equipment#AFE_0000753
ion profile | ion signal |  | result | An ion profile is a distribution function of a ion current signal of a mass detector. [Allotrope] |  |  |  |  | http://purl.allotrope.org/ontologies/result#AFR_0002542
ion reaction |  |  | process | An ion reaction is a chemical reaction that has ion participants. [Allotrope] |  |  |  |  | http://purl.allotrope.org/ontologies/process#AFP_0003712
ion role |  |  | role | An ion role is a role inhered in an ion. [Allotrope] |  |  |  |  | http://purl.allotrope.org/ontologies/role#AFRL_0000499
ion selection | mass selection; mass analysis |  | process | Ion selection is dividing ions according to their mass to charge ratio in a mass analyzer. [Allotrope] |  | https://en.wikipedia.org/wiki/Mass_spectrometry#Mass_selection |  |  | http://purl.allotrope.org/ontologies/process#AFP_0003710
ion source | ionization source |  | equipment | A ion source is a device that has the function to produce or provide ions. [Allotrope] |  | Bernhard Wolf (31 August 1995). Handbook of Ion Sources. CRC Press. ISBN 978-0-8493-2502-1. | ion source of a mass spectrometer | device | http://purl.allotrope.org/ontologies/equipment#AFE_0000004
ion source inlet |  |  | equipment | An ion source inlet is an inlet into an ion source of a mass spectrometer. [Allotrope] |  |  |  |  | http://purl.allotrope.org/ontologies/equipment#AFE_0000771
ion transition | multiple reaction monitoring transition; transition |  | result | An ion transition is a description of the transition from precursor ion to product ions. [Allotrope] | A set of two m/z values corresponding to the precursor m/z and a fragment m/z that in combination can be used to identify or quantify a specific ion, although not necessarily uniquely. [PSI/MS] |  |  |  | http://purl.allotrope.org/ontologies/result#AFR_0001861
ion transition list | transition list |  | result | A ion transition list is a collection of ion transitions. [Allotrope] |  |  |  |  | http://purl.allotrope.org/ontologies/result#AFR_0001863
ion trap | LTQ; LCQ; IT |  | equipment | A ion trap is a device for spatially confining ions using electric and magnetic fields alone or in combination. [IUPAC] |  | A. G. Marshall, C. L. Hendrickson, G. S. Jackson. Mass Spectrom. Rev. 17, 1 (1998). |  |  | http://purl.allotrope.org/ontologies/equipment#AFE_0000625
ion trap | LTQ; LCQ; IT |  | equipment | A ion trap is a device for spatially confining ions using electric and magnetic fields alone or in combination. [IUPAC] |  | J. P. Holder, L. Gruber, H. E. DeWitt, B. R. Beck, D. A. Church, D. Schneider. Phys. Scr., T 92, 158 (2001). |  |  | http://purl.allotrope.org/ontologies/equipment#AFE_0000625
ion trap | LTQ; LCQ; IT |  | equipment | A ion trap is a device for spatially confining ions using electric and magnetic fields alone or in combination. [IUPAC] |  | K. K. Murray, R. K. Boyd, M. N. Eberlin, G. J. Langley, L. Li and Y. Naito, Pure Appl. Chem., 2013, 85, 1515-1609 |  |  | http://purl.allotrope.org/ontologies/equipment#AFE_0000625
ion-exchange column |  |  | equipment | A chromatography column where the stationary phase is an ion exchanger. [CHMO] |  |  |  |  | http://purl.allotrope.org/ontologies/equipment#AFE_0000803
ion-exchange high-performance liquid chromatography | ion-exchange HPLC; ion exchange high performance liquid chromatography; ion-exchange high-pressure liquid chromatography; ion exchange HPLC; IE-HPLC; IEX-HPLC |  | process | Column chromatography where the mobile phase is a liquid, the stationary phase consists of very small particles, the inlet pressure is relatively high and the separation is caused by differences in ion-exchange affinity. [CHMO] |  |  |  | high-performance liquid chromatography | http://purl.allotrope.org/ontologies/process#AFP_0002423
ionization | ionization method |  | process | Ionization is a converting chemical reaction by which an atom or a molecule acquires a negative or positive charge by gaining or losing electrons, often in conjunction with other chemical changes. [Wikipedia] |  | https://en.wikipedia.org/wiki/Ionization |  | converting material | http://purl.allotrope.org/ontologies/process#AFP_0001993
ionization polarity |  |  | quality | Ionization polarity is a device configuration of a ionization source whether the ions charge is negative or positive. [Allotrope] |  |  |  |  | http://purl.allotrope.org/ontologies/quality#AFQ_0000149
ionization switch delay setting | ionization switch delay |  | result | A setting that controls the duration of time after which an ion source switches polarity of ionization. [Allotrope] |  |  |  | mass spectrometry system setting | http://purl.allotrope.org/ontologies/result#AFR_0001958
is approved | approved; approved state |  | process | Is approved is an approval state where information content such as a specification is approved by an authority for a purpose or in a context. [Allotrope] |  |  |  | approval state | http://purl.allotrope.org/ontologies/process#AFP_0003758
is denied | denied; denied state |  | process | Is denied is an approval state where information content such as a specification is denied by an authority for a purpose or in a context. [Allotrope] |  |  |  | approval state | http://purl.allotrope.org/ontologies/process#AFP_0003759
isobar (nuclide) | isobar |  | result | Isobar is a classification facet that classifies atoms (nuclides) of different chemical elements that have the same number of nucleons. Correspondingly, isobars differ in atomic number (or number of protons) but have the same mass number. [Wikipedia] |  | https://en.wikipedia.org/wiki/Isobar_(nuclide) |  | classification datum | http://purl.allotrope.org/ontologies/result#AFR_0001043
isocyanate (molecule) |  |  |  | Organonitrogen compounds that are derivatives of isocyanic acid; compounds containing the isocyanate functional group ‒N=C=O (as opposed to the cyanate group, -O-C≡N). [CHEBI] |  |  |  | molecular entity | http://purl.obolibrary.org/obo/CHEBI_53212
isocyanate reservoir temperature |  |  | result | A isocyanate reservoir temperature is a quantity facet that quantifies the temperature of a reservoir containing isocyanate. [Allotrope] |  |  |  |  | http://purl.allotrope.org/ontologies/result#AFR_0002617
isothermal titration calorimetry curve | ITC curve; isothermal titration calorimetric curve; ITC curves; ITC-curve |  | result | A plot of energy vs. time obtained from the measurement of the heat evolved during a chemical or biochemical reaction (such as protein--receptor binding). [CHMO] |  |  |  | data distribution function | http://purl.allotrope.org/ontologies/result#AFR_0000091
isotope cluster |  |  | result | Group of peaks representing ions of the same elemental composition, but different isotopic compositions. [IUPAC] |  | K. K. Murray, R. K. Boyd, M. N. Eberlin, G. J. Langley, L. Li and Y. Naito, Pure Appl. Chem., 2013, 85, 1515-1609 |  |  | http://purl.allotrope.org/ontologies/result#AFR_0000570
isotopic distribution (molecular quality) | isotopic distribution |  | quality | Isotopic distribution is a molecular quality inhered in a molecule by the distribution of different isotopes in the molecule. [Allotrope] |  |  |  | molecular entity quality | http://purl.allotrope.org/ontologies/quality#AFQ_0000265
item | element |  | common | An item is an individual member of some collection. [Allotrope] |  |  |  | mathematical object | http://purl.allotrope.org/ontologies/common#AFC_0000167
jacket |  |  | equipment | A jacket is a covering device that is placed around something. [Allotrope] |  |  | pipe jacket, reactor jacket | covering device | http://purl.allotrope.org/ontologies/equipment#AFE_0002226
jacket temperature data cube |  |  | result | A jacket temperature data cube is a data cube that represents the jacket temperature over time. [Allotrope] |  |  |  |  | http://purl.allotrope.org/ontologies/result#AFR_0002342
jacket temperature profile | jacket temperature profile result |  | result | A jacket temperature profile is a profile that quantifies the temperature profile of the reactor jacket over time. [Allotrope] |  |  |  |  | http://purl.allotrope.org/ontologies/result#AFR_0002054
jar |  |  | equipment | Jars are cylindrical containers with wide openings that may be sealed. [Wikipedia] |  | https://en.wikipedia.org/wiki/Laboratory_glassware |  | container | http://purl.allotrope.org/ontologies/equipment#AFE_0001410
joining |  |  | process | Joining is the direct coupling of flows without any intermediary flow. [Allotrope] |  |  |  | coupling | http://purl.allotrope.org/ontologies/process#AFP_0003357
kurtosis |  |  | result | Kurtosis is a descriptive statistic that is a measure of the tailedness of a distribution. [Wikipedia] |  | https://en.wikipedia.org/wiki/Kurtosis |  |  | http://purl.allotrope.org/ontologies/result#AFR_0002885
label coordination |  |  | result | A label coordination is a class coordination that coordinates a class of individuals that are denoted by a common label. [Allotrope] |  |  | Channel A is a channel that has a label coordination with value 'A'. |  | http://purl.allotrope.org/ontologies/result#AFR_0001553
laboratory information management software | LIMS |  | result | A laboratory information management software is a software that is used for data management in laboratories. [Allotrope] |  |  |  |  | http://purl.allotrope.org/ontologies/result#AFR_0001974
laboratory information management system | LIMS; LIS; LMS; laboratory information system; laboratory management system |  | equipment | A laboratory information management system is a data system used in laboratories to manage laboratory operations. [Allotrope] |  | https://en.wikipedia.org/wiki/Laboratory_information_management_system |  | data system | http://purl.allotrope.org/ontologies/equipment#AFE_0002234
lactase dehydrogenate analysis document (cell-culture) |  |  | result | A lactase dehydrogenate analysis document (cell-culture) is a document that encompasses the information associated with lactase dehydrogenate. [Allotrope] |  |  |  |  | http://purl.allotrope.org/ontologies/result#AFR_0002094
lactate analysis document (cell-culture) |  |  | result | A lactate analysis document (cell-culture) is a document that encompasses the information associated with lactate. [Allotrope] |  |  |  |  | http://purl.allotrope.org/ontologies/result#AFR_0002088
lamellar association state | lamellar |  | quality | A lamellar association state is an association state where the primary particles associate as a collection of plate particles in a stack. [Allotrope] |  |  |  | association state (quality) | http://purl.allotrope.org/ontologies/quality#AFQ_0000305
lamp |  |  | equipment | A lamp is an electromagnetic radiation source of incoherent radiation. [IUPAC] |  | PAC, 1996, 68, 2223 (Glossary of terms used in photochemistry (IUPAC Recommendations 1996)) |  | electromagnetic radiation source | http://purl.allotrope.org/ontologies/equipment#AFE_0001875
laser firing frequency setting |  |  | result | A laser firing frequency setting is a control setting that specifies the frequency of firing of a laser. [Allotrope] |  |  |  |  | http://purl.allotrope.org/ontologies/result#AFR_0002647
laser rotation speed data cube |  |  | result | A laser rotation speed data cube is a data cube that represents the measured angular velocity of the laser in a FBRM run over time. [Allotrope] |  |  |  |  | http://purl.allotrope.org/ontologies/result#AFR_0002356
laser rotation speed setting |  |  | result | A laser rotation speed setting is a control setting that specifies the angular velocity of the laser in a FBRM run over time. [Allotrope] |  |  |  |  | http://purl.allotrope.org/ontologies/result#AFR_0002353
last member | last |  | role | A last member is an ordered member that has no successor in the aggregate. [Allotrope] |  |  |  | ordered member | http://purl.allotrope.org/ontologies/role#AFRL_0000317
last modified time |  |  | result | A last modified time is the time when the last change was made to an entity. [Allotrope] |  |  |  | modified time | http://purl.allotrope.org/ontologies/result#AFR_0002757
lath particle shape | lath |  | quality | A lath particle shape is a shape of particle with small width, moderate height, and large length. [Allotrope] | Lath particles are similar in shape to A4 paper sheets. |  |  |  | http://purl.allotrope.org/ontologies/quality#AFQ_0000302
ldap identifier | LDAP ID; ldap id |  | result | An LDAP identifier is an online account managed by an LDAP server and follows the LDAP specification. [Allotrope] |  |  |  | online account identifier | http://purl.allotrope.org/ontologies/result#AFR_0001069
length |  |  | result | Length is a quality quantification facet that quantifies the distance between two points in space. [Allotrope] |  |  |  | size (datum) | http://purl.allotrope.org/ontologies/result#AFR_0001817
length (quality) | length |  |  | A 1-D extent quality which is equal to the distance between two points. [PATO] |  |  |  | 1-D extent | http://purl.obolibrary.org/obo/PATO_0000122
lens |  |  | equipment | A lens is a guiding device with the function to converge or focus some radiation. [Allotrope] |  |  |  | guiding device | http://purl.allotrope.org/ontologies/equipment#AFE_0002261
lepton |  |  |  | Lepton is a fermion that does not experience the strong force (strong interaction). [CHEBI] |  |  |  | fermion | http://purl.obolibrary.org/obo/CHEBI_36338
level of measurement | measurement scale |  | result | Level of measurement is a classification that describes the nature of information within the values assigned to variables. [Wikipedia] |  | https://en.wikipedia.org/wiki/Level_of_measurement |  | classification | http://purl.allotrope.org/ontologies/result#AFR_0000908
library search lower limit |  |  | result | The library search lower limit is a lower limit on the abscissa values of spectra to be searched. [Allotrope] |  |  |  | fingerprinting parameter | http://purl.allotrope.org/ontologies/result#AFR_0001616
library search start wavenumber | library search lower wavenumber limit |  | result | The library search start wavenumber is a lower limit on the wavenumber values of spectra to be searched. [Allotrope] |  |  |  | library search lower limit | http://purl.allotrope.org/ontologies/result#AFR_0001617
library search stop wavenumber | library search upper wavenumber limit |  | result | The library search stop wavenumber is an upper limit on the wavenumber values of spectra to be searched. [Allotrope] |  |  |  | library search upper limit | http://purl.allotrope.org/ontologies/result#AFR_0001618
library search upper limit |  |  | result | The library search upper limit is an upper limit on the abscissa values of spectra to be searched. [Allotrope] |  |  |  | fingerprinting parameter | http://purl.allotrope.org/ontologies/result#AFR_0001615
limiting reagent role |  |  | role | A reagent role of the material with the least mole quantity in a chemical process and as such limits the amount of product that can be formed. [Allotrope] |  |  |  | reagent role | http://purl.allotrope.org/ontologies/role#AFRL_0000421
line graph |  |  |  | A line graph is a type of graph created by connecting a series of data points together with a line. [IAO] |  |  |  | graph | http://purl.obolibrary.org/obo/IAO_0000573
linear calibration |  |  | process | A linear calibration is an analyte calibration that applies curve fitting of the calibration curve to a linear function. [Allotrope] |  |  |  | polynomial calibration | http://purl.allotrope.org/ontologies/process#AFP_0003693
linear interpolation algorithm |  |  | result | Linear interpolation is a method of curve fitting using linear polynomials to construct new data points within the range of a discrete set of known data points. [Wikipedia] |  |  |  | polynomial interpolation algorithm | http://purl.allotrope.org/ontologies/result#AFR_0000899
linear velocity | linear velocity (datum); linear velocity result |  | result | A linear velocity datum is a quality quantification facet that quantifies how fast an object is traveling in a straight line, meaning its direction is not changing. [Allotrope] |  |  |  | velocity | http://purl.allotrope.org/ontologies/result#AFR_0002691
linear velocity (quality) | linear velocity |  | quality | Quality of velocity inhering in a bearer which is traveling in a straight line, meaning its direction is not changing. [Allotrope] |  |  |  | velocity | http://purl.allotrope.org/ontologies/quality#AFQ_0000043
linking |  |  | process | Linking is coupling flows together by means of an intermediary flow. [NIST] |  |  |  | coupling | http://purl.allotrope.org/ontologies/process#AFP_0003358
linking medium role |  |  | role | The role of a material that is the flow by which means a linking process is established. [Allotrope] |  |  |  | linking role | http://purl.allotrope.org/ontologies/role#AFRL_0000149
linking role |  |  | role | A role of a participant in a linking process. [Allotrope] |  |  |  |  | http://purl.allotrope.org/ontologies/role#AFRL_0000295
liquid |  |  | material | A liquid is a nearly incompressible fluid that conforms to the shape of its container but retains a (nearly) constant volume independent of pressure. [Wikipedia] |  |  |  |  | http://purl.allotrope.org/ontologies/material#AFM_0000403
liquid | liquid state of matter |  | quality | A state of matter that is a nearly incompressible fluid that conforms to the shape of its container but retains a (nearly) constant volume independent of pressure. [Wikipedia] |  |  |  | state of matter | http://purl.allotrope.org/ontologies/quality#AFQ_0000113
liquid aerosol |  |  | material | A solid aerosol is an colloid where the continuous phase is a gas and the dispersed phase is a liquid. [Allotrope] |  | PAC, 2007, 79, 1801 (Definitions of terms relating to the structure and processing of sols, gels, networks, and inorganic-organic hybrid materials (IUPAC Recommendations 2007)) on page 1805 |  | dispersion colloid | http://purl.allotrope.org/ontologies/material#AFM_0001036
liquid chromatograph | liquid chromatography device; LC device; low pressure liquid chromatography device |  | equipment | A liquid chromatograph is a system used to perform bioseparation techniques that are based on interactions of the sample with the mobile and stationary phases. [Allotrope] |  |  | The system consists of a chromatographic separation unit and a computer running the system control software. The system can be operated in a fully automated manner or in manual mode. It consists of different modules, components, and accessories. [Allotrope] | chromatograph | http://purl.allotrope.org/ontologies/equipment#AFE_0000808
liquid chromatography | LC |  | process | Column chromatography where the mobile phase is a liquid. [CHMO] |  |  |  | chromatography | http://purl.allotrope.org/ontologies/process#AFP_0000225
liquid chromatography aggregate document | LC aggregate document |  | result | A liquid chromatography aggregate document is a document that aggregates LC documents. [Allotrope] |  |  |  |  | http://purl.allotrope.org/ontologies/result#AFR_0002524
liquid chromatography at the critical condition | LCCC; liquid chromatography at critical conditions |  | process | Column chromatography where the mobile phase is a liquid held at or near its critical point. Liquid chromatography at the critical condition is used to determine functionality distributions in polymers. [CHMO] |  |  |  |  | http://purl.allotrope.org/ontologies/process#AFP_0001046
liquid chromatography detector | LC detector |  | equipment | A liquid chromatography detector is a detector that is used in liquid chromatography as component of a LC system. [Allotrope] |  |  |  |  | http://purl.allotrope.org/ontologies/equipment#AFE_0002200
liquid chromatography document | LC document |  | result | A liquid chromatography document is a document that encompasses the information associated with a liquid chromatography run. [Allotrope] |  |  |  |  | http://purl.allotrope.org/ontologies/result#AFR_0002525
liquid end row |  |  | result | A liquid end row is the maximum row of pixels in a raster image where a liquid is detected. [Allotrope] |  |  |  |  | http://purl.allotrope.org/ontologies/result#AFR_0002666
liquid height |  |  | result | A liquid height is a height of some liquid. [Allotrope] |  |  |  |  | http://purl.allotrope.org/ontologies/result#AFR_0002673
liquid homogeneity gradient |  |  | result | A liquid homogeneity gradient is a description describing the magnitude of the difference between the foam and liquid sides of an extrapolated boundary in a sample. [Allotrope] |  |  |  |  | http://purl.allotrope.org/ontologies/result#AFR_0002681
liquid in liquid solution | solution |  | material | A liquid in liquid solution is a solution where the mixture phase is a liquid and the dispersed phase is a liquid. [Allotrope] |  |  | alcoholic beverages; gasoline | solution | http://purl.allotrope.org/ontologies/material#AFM_0001068
liquid in solid solution | solution |  | material | A liquid in solid solution is a solution where the continuous phase is a solid and the dispersed phase is a liquid. [Allotrope] |  |  | hexane in paraffin wax; mercury amalgam | solution | http://purl.allotrope.org/ontologies/material#AFM_0001070
liquid mobile phase |  |  | role | The liquid mobile phase is a role of a liquid material that percolates through the stationary bed in chromatography. [Allotrope, CHMO] |  |  |  |  | http://purl.allotrope.org/ontologies/role#AFRL_0000339
liquid nitrogen | nitrogen |  | material | Liquid nitrogen is a liquid that is composed of dinitrogen molecules. [Allotrope] |  |  |  | liquid | http://purl.allotrope.org/ontologies/material#AFM_0001131
liquid row count |  |  | result | A liquid row count is a count of the number of rows of pixels in a raster image where liquid is detected. [Allotrope] |  |  |  |  | http://purl.allotrope.org/ontologies/result#AFR_0002670
liquid start row |  |  | result | A liquid start row is the minimum row of pixels in a raster image where a liquid is detected. [Allotrope] |  |  |  |  | http://purl.allotrope.org/ontologies/result#AFR_0002665
liquid-liquid chromatography | liquid-liquid chromatography; LLC |  | process | Column chromatography where both the mobile phase and the stationary phase are liquids. The stationary phase must be immiscible and insoluble in the mobile phase and is usually supported on a suitable material such as a diatomaceous earth. [CHMO] |  |  |  | liquid chromatography | http://purl.allotrope.org/ontologies/process#AFP_0001543
liquid-solid chromatography | LSC |  | process | Column chromatography where the mobile phase is a liquid and the stationary phase is a solid. [CHMO] |  |  |  | liquid chromatography | http://purl.allotrope.org/ontologies/process#AFP_0001192
list | sequence |  | common | A list is an ordered collection of items. [Allotrope] |  |  |  | collection | http://purl.allotrope.org/ontologies/common#AFC_0000160
list index |  |  | result | A list index is a type of index that is related to a list item in a collection. [Allotrope] |  |  |  | index | http://purl.allotrope.org/ontologies/result#AFR_0000921
list item | item |  | common | An entry in a list. [Allotrope] |  |  |  | item | http://purl.allotrope.org/ontologies/common#AFC_0000161
loaded material |  |  | role | The loaded material is the role of the material that is loaded into the destination. [Allotrope] |  |  |  | operand role | http://purl.allotrope.org/ontologies/role#AFRL_0000555
loading |  |  | process | Loading is the importing of a material into a new location that contains the material. [Allotrope] |  |  | The loading step of IEF is the mixing of the sample with the appropriate ampholytes and loading the mixture into the capillary. [Allotrope] | importing | http://purl.allotrope.org/ontologies/process#AFP_0000708
loading medium role |  |  | role | A loading medium role is the role of the material that carries the loaded material. in a loading process. [Allotrope] |  |  |  | loading role | http://purl.allotrope.org/ontologies/role#AFRL_0000551
loading role |  |  | role | A loading role is a role that is realized in some loading process. [Allotrope] |  |  |  | localization role | http://purl.allotrope.org/ontologies/role#AFRL_0000550
local identifier |  |  | result | An identifier that uniquely denotes objects only within the scope of a specific object aggregate and that is not registered in an identifier registry. [Allotrope] |  |  |  | identifier | http://purl.allotrope.org/ontologies/result#AFR_0000919
local system account identifier | local system account ID |  | result | An account to a local computer. [Allotrope] |  |  |  | account identifier | http://purl.allotrope.org/ontologies/result#AFR_0001070
locality |  |  | result | A written name denoting a locality (e.g. city) as part a postal address. [Allotrope] |  |  |  | location facet | http://purl.allotrope.org/ontologies/result#AFR_0001071
localization role |  |  | role | A localization role is a role that is realized in some localization process. [Allotrope] |  |  |  |  | http://purl.allotrope.org/ontologies/role#AFRL_0000552
localizing | channeling; spatial process; localization |  | process | A processing that affects the spatial location or orientation of some participants. [Allotrope] |  |  |  | activity | http://purl.allotrope.org/ontologies/process#AFP_0003348
location facet |  |  | result | A facet that is about some spatial region or site. [Allotrope] |  |  | the facets of an address | facet | http://purl.allotrope.org/ontologies/result#AFR_0001065
location identifier |  |  | result | A location identifier is an identifier that identifies some location or site. [Allotrope] |  |  |  |  | http://purl.allotrope.org/ontologies/result#AFR_0002844
location name |  |  | result | A location name is a location facet that denotes a geographical place. [Allotrope] |  |  |  | location facet | http://purl.allotrope.org/ontologies/result#AFR_0001083
location specification |  |  | result | A location specification is a specification that specifies the location of something. [Allotrope] | A location can be a site, a spatial region or a container, anything that is the object of 'ro:located in'. [Allotrope] |  |  | specification | http://purl.allotrope.org/ontologies/result#AFR_0001973
log | event log; protocol; event protocol |  | result | A log is a list of related log entries. [Allotrope] |  |  |  | description | http://purl.allotrope.org/ontologies/result#AFR_0000900
log entry | protocol entry |  | result | A log entry is a list item representing a recorded event. [Allotrope] |  |  |  | description | http://purl.allotrope.org/ontologies/result#AFR_0000901
log entry type | event type |  | result | A log entry type is a classification datum that classifies a log entry in a log. [Allotrope] |  |  |  |  | http://purl.allotrope.org/ontologies/result#AFR_0002793
log source name |  |  | result | A log source name is a written name that denotes the source of some log entry. [Allotrope] |  |  |  |  | http://purl.allotrope.org/ontologies/result#AFR_0002743
log-interval scale |  |  | result | A log-interval scale is a type of measurement scale that classifies values based on logarithmic intervals. [Allotrope] |  |  |  | level of measurement | http://purl.allotrope.org/ontologies/result#AFR_0000913
loose density document |  |  | result | A loose density document is a document that encompasses the information associated with a loose density result. [Allotrope] |  |  |  |  | http://purl.allotrope.org/ontologies/result#AFR_0002129
loose density result |  |  | result | A loose density result is an analysis assay result that quantifies the volumetric density of a sample as-is without packing the sample to minimize interstitial volume. [Allotrope] |  |  |  |  | http://purl.allotrope.org/ontologies/result#AFR_0002130
lot number | batch number |  |  | A lot number is an information content entity which is an identical sequence of character borne by part of manufactured product or its packaging for each instances of a product class in a discrete batch of an item. [IAO] |  |  |  | symbol | http://purl.obolibrary.org/obo/IAO_0000132
lower bound |  |  | role | The role of a datum that is smaller than all data in an ordered range or collection. [Allotrope] |  |  |  | bound role | http://purl.allotrope.org/ontologies/role#AFRL_0000041
luminescence | luminescence (datum) |  | result | Luminescence is a quality quantification datum that quantifies the spontaneous emission of radiation from an electronically or vibrationally excited species not in thermal equilibrium with its environment. [IUPAC] |  | IUPAC. Compendium of Chemical Terminology, 2nd ed. (the "Gold Book"). Compiled by A. D. McNaught and A. Wilkinson. Blackwell Scientific Publications, Oxford (1997) |  | quality quantification facet | http://purl.allotrope.org/ontologies/result#AFR_0002507
luminescence (quality) | luminescence |  | quality | Luminescence is an optical quality inhering in a bearer by virtue of the bearer's spontaneous emission of radiation from an electronically or vibrationally excited species not in thermal equilibrium with its environment. [IUPAC] |  | IUPAC. Compendium of Chemical Terminology, 2nd ed. (the "Gold Book"). Compiled by A. D. McNaught and A. Wilkinson. Blackwell Scientific Publications, Oxford (1997) |  | optical quality | http://purl.allotrope.org/ontologies/quality#AFQ_0000325
luminescence area scan |  |  | result | A luminescence area scan is a data distribution function of the luminescence of a material entity scanned over a predefined area. [Allotrope] |  |  |  |  | http://purl.allotrope.org/ontologies/result#AFR_0002463
luminescence area scan data cube |  |  | result | A luminescence area scan data cube is a data cube that represents a luminescence area scan. [Allotrope] |  |  |  |  | http://purl.allotrope.org/ontologies/result#AFR_0002461
luminescence measurement | luminescence detection |  | process | The measurement of luminescence from a material. [Allotrope] |  |  |  | measuring | http://purl.allotrope.org/ontologies/process#AFP_0001909
luminescence process profile | luminescence profile |  | process | A luminescence process profile is a profile that quantifies the luminescence of a material entity over time. [Allotrope] |  |  |  |  | http://purl.allotrope.org/ontologies/process#AFP_0003803
luminescence profile |  |  | result | A luminescence profile is a profile that quantifies the luminescence of a material entity over time. [Allotrope] |  |  |  |  | http://purl.allotrope.org/ontologies/result#AFR_0002462
luminescence profile data cube |  |  | result | A luminescence profile data cube is a data cube that represents a luminescence profile. [Allotrope] |  |  |  |  | http://purl.allotrope.org/ontologies/result#AFR_0002459
luminescence spectrum |  |  | result | A plot of intensity against wavelength obtained by measuring the amount of radiation emitted by a sample through luminescence against the frequency of the incident radiation. [CHMO] |  |  |  | data distribution function | http://purl.allotrope.org/ontologies/result#AFR_0000491
luminescence spectrum data cube |  |  | result | A luminescence spectrum data cube is a data cube that represents a luminescence spectrum. [Allotrope] |  |  |  |  | http://purl.allotrope.org/ontologies/result#AFR_0002460
m/z | mass-to-charge ratio |  | result | A quantification facet that quantifies the quantity formed by dividing the mass of an ion in unified atomic mass units by its charge number (regardless of sign). [IUPAC] | Mass-to-charge ratio is deprecated. Mass-to-charge ratio has been used occasionally for the horizontal axis in a plot of a mass spectrum, although the quantity measured is not the ion's mass divided by its electric charge (SI units kg C-1). [IUPAC] |  |  |  | http://purl.allotrope.org/ontologies/result#AFR_0001868
m/z | mass-to-charge ratio |  | result | A quantification facet that quantifies the quantity formed by dividing the mass of an ion in unified atomic mass units by its charge number (regardless of sign). [IUPAC] | m/z is recommended as an abbreviation to represent the dimensionless quantity that is used almost universally as the independent variable in a mass spectrum. [IUPAC] |  |  |  | http://purl.allotrope.org/ontologies/result#AFR_0001868
m/z maximum setting | selected ion monitoring maximum mass; mass per charge maximum setting; mass maximum setting; SIM mass maximum setting; mass to charge maximum setting |  | result | A m/z maximum setting is a m/z setting that specifies the maximum mass per charge ratio of a scan. [Allotrope] |  |  |  | m/z setting | http://purl.allotrope.org/ontologies/result#AFR_0002653
m/z minimum setting | mass minimum setting; mass per charge minimum setting; SIM mass minimum setting; mass to charge minimum setting; selected ion monitoring minimum mass |  | result | A m/z minimum setting is a m/z setting that specifies the minimum mass per charge ratio of a scan. [Allotrope] |  |  |  | m/z setting | http://purl.allotrope.org/ontologies/result#AFR_0002652
m/z setting | SIM mass setting; mass setting; mass per charge setting; mass to charge setting; selected ion monitoring mass |  | result | A m/z is a setting that controls the mass per charge ratio of a scan. [Allotrope] |  |  |  | mass spectrometry system setting | http://purl.allotrope.org/ontologies/result#AFR_0001960
magnetic resonance assay | magnetic resonance method |  | process | A magnetic resonance assay is an assay that applies a technique which detects the response of spins to a perturbing magnetic field. [Allotrope] |  |  |  |  | http://purl.allotrope.org/ontologies/process#AFP_0002211
magnetic stirrer |  |  | equipment | A magnetic stirrer or magnetic mixer is a laboratory device that employs a rotating magnetic field to cause a stir bar (also called "flea") immersed in a liquid to spin very quickly, thus stirring it. [Wikipedia] |  | https://en.wikipedia.org/wiki/Magnetic_stirrer |  |  | http://purl.allotrope.org/ontologies/equipment#AFE_0000374
magnetic stirring |  |  | process | Magnetic stirring is stirring that is achieved by rotating a magnetic stir bar in a solution. [CHMO] |  |  |  |  | http://purl.allotrope.org/ontologies/process#AFP_0000039
magnetometry | magnetic susceptibility measurements |  | process | The measurement of the strength and/or direction of magnetic fields, or the magnetic susceptibility of a sample. [CHMO] |  |  |  | measuring | http://purl.allotrope.org/ontologies/process#AFP_0001266
magnification setting |  |  | result | A magnification setting is a setting that specifies the multiplicative optical apparent size manipulation being applied by an imaging device. [Allotrope] |  |  |  |  | http://purl.allotrope.org/ontologies/result#AFR_0002226
maintaining | material maintenance |  | process | Maintaining is a regulating process that keeps some or all of the characteristics of a material over time within a specification. [Allotrope] |  |  |  | regulating | http://purl.allotrope.org/ontologies/process#AFP_0003331
make-up role | make-up |  | role | A make-up role is a the additive role of a fluid to adjust total flow rate into a device in order to maximize its efficiency. [Allotrope] |  |  |  | additive role | http://purl.allotrope.org/ontologies/role#AFRL_0000481
manufacturer |  |  |  | A manufacturer is an organizational entity that has a manufacturer role. [Allotrope] |  |  |  |  | http://purl.obolibrary.org/obo/OBI_0000835
manufacturer role | manufacturer |  |  | Manufacturer role is a role which inheres in a person or organization and which is realized by a manufacturing process. [OBI] |  |  | With respect to a specific antibody produced by an individual scientist, the scientist who purifies, characterizes and distributes the anitbody bears the role manufacturer role. [OBI]; With respect to a transformed line of tissue culture cells derived by a specific lab, the lab whose personnel isolated the cll line bears the role manufacturer role. [OBI]; With respect to The Accuri C6 Flow Cytometer System, the organization Accuri bears the role manufacturer role. [OBI] |  | http://purl.obolibrary.org/obo/OBI_0000571
manufacturing |  |  |  | Manufacturing is a producing with the intent to produce a processed material which will have a function for future use. [OBI] |  |  |  | material process; planned process | http://purl.obolibrary.org/obo/OBI_0000457
marker role | marker |  | role | A marker is a role of material to allow for identification of an object of interest. [Allotrope] |  |  |  |  | http://purl.allotrope.org/ontologies/role#AFRL_0000230
marking | labeling |  | process | Marking is changing some quality of a material so that it concretizes a symbol. [Allotrope] |  |  | marking a square on the board; modifying a sample to be a marker | converting | http://purl.allotrope.org/ontologies/process#AFP_0003639
mass | mass (datum) |  | result | A mass datum is a quality quantification facet that quantifies some amount of matter. [Allotrope] |  |  |  | quality quantification facet | http://purl.allotrope.org/ontologies/result#AFR_0001844
mass (quality) | mass |  |  | A physical quality that inheres in a bearer by virtue of the proportion of the bearer's amount of matter. [PATO] |  |  |  | mechanical quality | http://purl.obolibrary.org/obo/PATO_0000125
mass analysis |  |  | process | Mass analysis is a measuring process by which a mixture of ionic or neutral species is identified according to their m/z values (ions), or their aggregate atomic masses (neutrals), and their relative abundances. The analysis may be qualitative and/or quantitative. [IUPAC] |  | IUPAC. Analytical Division. Compendium of Analytical Nomenclature (the Orange Book). Definitive Rules, 1979 |  | measuring | http://purl.allotrope.org/ontologies/process#AFP_0002567
mass analysis |  |  | process | Mass analysis is a measuring process by which a mixture of ionic or neutral species is identified according to their m/z values (ions), or their aggregate atomic masses (neutrals), and their relative abundances. The analysis may be qualitative and/or quantitative. [IUPAC] |  | IUPAC. Compendium of Chemical Terminology, 2nd ed. (the Gold Book). Compiled by A. D. McNaught and A.Wilkinson. Blackwell Scientific Publications, Oxford (1997). |  | measuring | http://purl.allotrope.org/ontologies/process#AFP_0002567
mass analysis |  |  | process | Mass analysis is a measuring process by which a mixture of ionic or neutral species is identified according to their m/z values (ions), or their aggregate atomic masses (neutrals), and their relative abundances. The analysis may be qualitative and/or quantitative. [IUPAC] |  | K. K. Murray, R. K. Boyd, M. N. Eberlin, G. J. Langley, L. Li and Y. Naito, Pure Appl. Chem., 2013, 85, 1515-1609 |  | measuring | http://purl.allotrope.org/ontologies/process#AFP_0002567
mass attenuation coefficient |  |  | result | A mass attenuation coefficient is an attenuation coefficient where the concentration is a mass concentration. [Allotrope] |  |  |  | attenuation coefficient | http://purl.allotrope.org/ontologies/result#AFR_0002950
mass attenuation coefficient setting |  |  | result | A mass attenuation coefficient setting is a control setting that specifies some mass attenuation coefficient. [Allotrope] |  |  |  | attenuation coefficient setting | http://purl.allotrope.org/ontologies/result#AFR_0002948
mass change |  |  | result | A mass change is a mass facet that quantifies the change in initial mass. [Allotrope] |  |  |  | mass | http://purl.allotrope.org/ontologies/result#AFR_0002150
mass change rate |  |  | result | A mass change rate is a rate that quantifies the change in initial mass per unit time. [Allotrope] |  |  |  | rate | http://purl.allotrope.org/ontologies/result#AFR_0002151
mass chromatogram |  |  | result | A mass chromatogram is a distribution function of a mass detector signal versus time of acquisition or versus volume of analyte. [Allotrope] |  |  |  |  | http://purl.allotrope.org/ontologies/result#AFR_0000160
mass chromatogram data cube |  |  | result | A mass chromatogram data cube is a data cube that is a representation of some mass chromatogram. [Allotrope] |  |  |  | chromatogram data cube | http://purl.allotrope.org/ontologies/result#AFR_0002877
mass concentration | density; mass concentration (datum) |  | result | A mass concentration (datum) is a quantification facet that quantifies a concentration defined as the mass of a constituent divided by the volume of the mixture. [Allotrope] |  |  |  | concentration | http://purl.allotrope.org/ontologies/result#AFR_0001661
mass concentration (quality) | mass concentration |  | quality | Mass concentration is a concentration that is defined as the mass of a constituent divided by the volume of the mixture. [IUPAC] |  | Green Book, 2nd ed.: IUPAC Quantities, Units and Symbols in Physical Chemistry. Second Edition, Blackwell Scientific Publications, Oxford, 1993. |  | concentration (quality) | http://purl.allotrope.org/ontologies/quality#AFQ_0000167
mass concentration (quality) | mass concentration |  | quality | Mass concentration is a concentration that is defined as the mass of a constituent divided by the volume of the mixture. [IUPAC] |  | IUPAC, Compendium of Chemical Terminology, 2nd ed. (the "Gold Book") (1997). Online corrected version: (2006–) "mass concentration". doi:10.1351/goldbook.M03713 |  | concentration (quality) | http://purl.allotrope.org/ontologies/quality#AFQ_0000167
mass density (quality) | density; mass density |  |  | A physical quality which inheres in a bearer by virtue of some influence is exerted by the bearer's mass per unit size. |  |  |  | mechanical quality | http://purl.obolibrary.org/obo/PATO_0001019
mass flow controller |  |  | equipment | A mass flow controller is a device that determines the mixture of different materials. [Allotrope] |  |  | In DVS, the mass flow controller generates the required mixture of dry and saturated gas. | controller | http://purl.allotrope.org/ontologies/equipment#AFE_0001671
mass flow rate (quality) | mass flow rate |  |  | A flow rate quality inhering in a substance by virtue of the mass of substance which passes through a given surface per unit time. [PATO] |  |  |  | flow rate (quality) | http://purl.obolibrary.org/obo/PATO_0002244
mass fraction | w/w%; mass fraction result; mass fraction (datum); weight-weight %; w/w % |  | result | The mass fraction (datum) is a quality quantification facet that quantifies the fraction pertaining the mass of a constituent divided by the total mass of all constituents in the mixture. [Allotrope] |  |  |  | quality quantification facet | http://purl.allotrope.org/ontologies/result#AFR_0002099
mass fraction (quality) | mass fraction |  | quality | The mass fraction is a fraction pertaining the mass of a constituent divided by the total mass of all constituents in the mixture. [Allotrope] |  | Green Book, 2nd ed.: IUPAC Quantities, Units and Symbols in Physical Chemistry. Second Edition, Blackwell Scientific Publications, Oxford, 1993. |  | fraction (quality) | http://purl.allotrope.org/ontologies/quality#AFQ_0000173
mass fraction (quality) | mass fraction |  | quality | The mass fraction is a fraction pertaining the mass of a constituent divided by the total mass of all constituents in the mixture. [Allotrope] |  | PAC, 1996, 68, 957 (Glossary of terms in quantities and units in Clinical Chemistry (IUPAC-IFCC Recommendations 1996)) |  | fraction (quality) | http://purl.allotrope.org/ontologies/quality#AFQ_0000173
mass output setting |  |  | result | A mass output setting is a data processing setting that specifies the charge output value on some charge deconvolution output. [Allotrope] |  |  |  |  | http://purl.allotrope.org/ontologies/result#AFR_0002541
mass process profile | mass profile |  | process | A mass process profile is a quality process profile that tracks some mass. [Allotrope] |  |  |  |  | http://purl.allotrope.org/ontologies/process#AFP_0003796
mass profile | mass profile result |  | result | A mass profile is a profile that quantifies the mass of a material entity over time. [Allotrope] |  |  |  | profile | http://purl.allotrope.org/ontologies/result#AFR_0002344
mass profile aggregate document |  |  | result | A mass profile aggregate document is a document that aggregates mass profiles. [Allotrope] |  |  |  | profile aggregate document | http://purl.allotrope.org/ontologies/result#AFR_0002556
mass resolution |  |  | result | Mass resolution is a resolution in a mass spectrum, the observed m/z value divided by the smallest difference Δ(m/z) for two ions that can be separated: (m/z)/Δ(m/z). [IUPAC] |  | G. L. Glish, D. J. Burinsky. J. Am. Soc. Mass Spectrom. 19, 161 (2008). |  |  | http://purl.allotrope.org/ontologies/result#AFR_0001865
mass resolution |  |  | result | Mass resolution is a resolution in a mass spectrum, the observed m/z value divided by the smallest difference Δ(m/z) for two ions that can be separated: (m/z)/Δ(m/z). [IUPAC] |  | IUPAC. Analytical Division. Compendium of Analytical Nomenclature (the Orange Book). Definitive Rules, 1979. Compiled by J. Inczédy, T. Lengyel, A. M. Ure. Blackwell Scientific Publications, Oxford (1997) |  |  | http://purl.allotrope.org/ontologies/result#AFR_0001865
mass resolution |  |  | result | Mass resolution is a resolution in a mass spectrum, the observed m/z value divided by the smallest difference Δ(m/z) for two ions that can be separated: (m/z)/Δ(m/z). [IUPAC] |  | IUPAC. Compendium of Chemical Terminology, 2nd ed. (the Gold Book). Compiled by A. D. McNaught and A.Wilkinson. Blackwell Scientific Publications, Oxford (1997). |  |  | http://purl.allotrope.org/ontologies/result#AFR_0001865
mass resolution |  |  | result | Mass resolution is a resolution in a mass spectrum, the observed m/z value divided by the smallest difference Δ(m/z) for two ions that can be separated: (m/z)/Δ(m/z). [IUPAC] |  | J. Laskin, J. H. Futrell. Mass Spectrom. Rev. 24, 135 (2005). |  |  | http://purl.allotrope.org/ontologies/result#AFR_0001865
mass resolution |  |  | result | Mass resolution is a resolution in a mass spectrum, the observed m/z value divided by the smallest difference Δ(m/z) for two ions that can be separated: (m/z)/Δ(m/z). [IUPAC] |  | K. K. Murray, R. K. Boyd, M. N. Eberlin, G. J. Langley, L. Li and Y. Naito, Pure Appl. Chem., 2013, 85, 1515-1609 |  |  | http://purl.allotrope.org/ontologies/result#AFR_0001865
mass resolution setting |  |  | result | A mass resolution setting is a control setting that specifies the nominal mass resolution target for a mass spectrometry scan. [Allotrope] |  |  |  |  | http://purl.allotrope.org/ontologies/result#AFR_0002544
mass spectrometer |  |  | equipment | A mass spectrometer is a measurement device that measures the m/z values and abundances of gas-phase ions. [IUPAC] |  | Murray, K., Boyd, R., Eberlin, M., et al. (2013). Definitions of terms relating to mass spectrometry (IUPAC Recommendations 2013). Pure and Applied Chemistry, 85(7), pp. 1515-1609. |  | measurement device | http://purl.allotrope.org/ontologies/equipment#AFE_0000648
mass spectrometer ionization source | MS ionization source; mass spectrometry ionization source |  | equipment | A mass spectrometer ionization source is a piece of apparatus that takes an analyte and generates ions which are passed to the rest of a mass spectrometer for analysis. [CHMO] |  |  |  |  | http://purl.allotrope.org/ontologies/equipment#AFE_0002215
mass spectrometry | mass spectroscopy; MS |  | process | Mass spectrometry is a spectrometry that studies matter through the formation of gas-phase ions that are characterized using mass spectrometers by their mass, charge, structure, and/or physico-chemical properties. [IUPAC] |  | Murray, K., Boyd, R., Eberlin, M., et al. (2013). Definitions of terms relating to mass spectrometry (IUPAC Recommendations 2013). Pure and Applied Chemistry, 85(7), pp. 1515-1609. |  | spectrometry | http://purl.allotrope.org/ontologies/process#AFP_0001427
mass spectrometry aggregate document |  |  | result | A mass spectrometry aggregate document is a document that aggregates mass spectrometry documents. [Allotrope] |  |  |  |  | http://purl.allotrope.org/ontologies/result#AFR_0002643
mass spectrometry document | mass spectrometry result |  | result | A mass spectrometry document is a document that encompasses the information associated with a mass spectrometry run. [Allotrope] |  |  |  |  | http://purl.allotrope.org/ontologies/result#AFR_0002417
mass spectrometry result | MS result |  | result | A mass spectrometry result is a result of a mass spectrometry. [Allotrope] |  |  |  |  | http://purl.allotrope.org/ontologies/result#AFR_0002256
mass spectrometry role |  |  | role | A mass spectrometry role is a role that is realized in mass spectrometry. [Allotrope] |  |  |  |  | http://purl.allotrope.org/ontologies/role#AFRL_0000495
mass spectrometry scan |  |  | process | A mass spectrometry scan is a scan in a mass spectrometry run. [Allotrope] |  |  |  |  | http://purl.allotrope.org/ontologies/process#AFP_0002515
mass spectrometry system | MS system |  | equipment | A mass spectrometry system is a measuring system that is designed and assembled to realize the measurement function by way of mass spectrometry. [Allotrope] |  |  |  |  | http://purl.allotrope.org/ontologies/equipment#AFE_0002205
mass spectrometry system configuration |  |  | quality | A mass spectrometry system configuration is a device configuration of a mass spectrometry system, that influences the operation of the system. [Allotrope] |  |  |  |  | http://purl.allotrope.org/ontologies/quality#AFQ_0000254
mass spectrometry system setting |  |  | result | A mass spectrometry system setting is a setting that specifies the operation of a mass spectrometry system. [Allotrope] |  |  |  |  | http://purl.allotrope.org/ontologies/result#AFR_0001866
mass spectrometry tune file |  |  | result | A tune file is a file that contains the tuning parameters of a mass spectrometer tuning. [Allotrope] |  |  |  |  | http://purl.allotrope.org/ontologies/result#AFR_0000860
mass spectrum | mass spectra |  | result | A mass spectrum is a data distribution function that plots the relative abundances of ions forming a beam or other collection as a function of their m/z values. [IUPAC] |  | Pure Appl. Chem., Vol. 85, No. 7, pp. 1515–1609, 2013. http://dx.doi.org/10.1351/PAC-REC-06-04-06 |  | data distribution function | http://purl.allotrope.org/ontologies/result#AFR_0000439
mass spectrum data cube |  |  | result | A mass spectrum data cube is a data cube that is a representation of a mass spectrum. [Allotrope] |  |  |  |  | http://purl.allotrope.org/ontologies/result#AFR_0002857
mass spectrum identifier |  |  | result | A mass spectrum identifier is an identifier that identifies some mass spectrum. [Allotrope] |  |  |  |  | http://purl.allotrope.org/ontologies/result#AFR_0002886
mass-to-charge analyzer | mass analyzer |  | equipment | A mass-to-charge analyzer is a separation device that separates ionized masses by their mass to charge ratio. [Allotrope] |  |  |  | separation device | http://purl.allotrope.org/ontologies/equipment#AFE_0000038
mass-to-charge ratio (molecular quality) | mass-to-charge ratio; m/z; m/z ratio; m/z (molecular quality) |  | quality | Mass-to-charge ratio is a molecular quality that expresses the ratio of the molecular mass to the charge number of a molecular entity. [Allotrope] | This quality is itself a ratio of relative qualities, the molecular mass is relative to the unified atomic mass unit and the electric charge to the elementary charge. [Allotrope] |  |  | molecular entity quality | http://purl.allotrope.org/ontologies/quality#AFQ_0000257
material | matter |  | material | A material entity that occupies space and possesses a rest mass. [Allotrope] |  |  |  |  | http://purl.allotrope.org/ontologies/material#AFM_0000275
material anatomical entity |  |  |  | A part of a multicellular organism that is a material with granularity above the level of a protein complex. Or, a substance produced by a multicellular organism with granularity above the level of a protein complex. [Allotrope, CARO] |  |  |  | natural material | http://purl.obolibrary.org/obo/CARO_0000006
material cleaned role | part cleaned role; part cleaned; material cleaned |  | role | Material that is undergoing a cleaning process. [Allotrope] |  |  |  | cleaning role | http://purl.allotrope.org/ontologies/role#AFRL_0000020
material coordination |  |  | result | A material coordination is a class coordination of a subclass of material. [Allotrope] |  |  |  |  | http://purl.allotrope.org/ontologies/result#AFR_0001565
material dried role | dried material role; material dried; dried material |  | role | Material dried role is the drying role of the material being dried. [Allotrope] |  |  |  | drying role | http://purl.allotrope.org/ontologies/role#AFRL_0000513
material entity |  |  |  | A material entity is an independent continuant that has some portion of matter as proper or improper continuant part. [BFO] |  |  | a tornado; an epidemic; a sea wave; an energy wave; a forest fire; a human being; an aggregate of human beings.; a flame; a photon; a hurricane; the undetached arm of a human being; a puff of smoke | independent continuant | http://purl.obolibrary.org/obo/BFO_0000040
material flow | flow (material) |  | material | A material flow is a material that is an aggregate of granular objects that steadily and continuously move along a path. [Allotrope] |  |  |  |  | http://purl.allotrope.org/ontologies/material#AFM_0001122
material flow rate process profile | flow rate profile |  | process | A material flow rate process profile is a rate process profile that is the change of amount of material being transferred through an area. [Allotrope] |  |  |  |  | http://purl.allotrope.org/ontologies/process#AFP_0003744
material flow specification |  |  | result | A material flow specification is a flow specification about material transfers between processes. [Allotrope] |  |  | A material produced in a preparation activity is consumed in the next step. A procedure specification of this process contains a material flow specification linking the preparation activity with the consumption activity. [Allotrope] | flow specification | http://purl.allotrope.org/ontologies/result#AFR_0001559
material function |  |  | function | A material function is a type of function that is realized in a process that has material entity as input and/or output. [Allotrope] |  |  |  |  | http://purl.allotrope.org/ontologies/function#AFFN_0000076
material identifier | material-id; material id; product name |  | result | A material identifier is a identifier that identifies a material. [Allotrope] |  |  |  |  | http://purl.allotrope.org/ontologies/result#AFR_0001745
material information bearer |  |  |  | A material entity in which a concretization of an information content entity inheres. [IAO] |  |  | a brain; a page of a paperback novel with writing on it.; a hard drive |  | http://purl.obolibrary.org/obo/IAO_0000178
material input role | material input |  | role | Material input is a role of a material that is an input in a process. [Allotrope] |  |  |  |  | http://purl.allotrope.org/ontologies/role#AFRL_0000010
material output role | material output |  | role | Material output role is a role of a material that is participant at the end of a process. [Allotrope] |  |  |  |  | http://purl.allotrope.org/ontologies/role#AFRL_0000100
material process |  |  | process | A process that affects the physical qualities of materials or creates, destroys or converts materials. [Allotrope] |  |  |  |  | http://purl.allotrope.org/ontologies/process#AFP_0003275
material processing |  |  |  | Material processing is a planned material process which results in physical changes in a specified input material. [OBI] |  |  |  | material process; planned process | http://purl.obolibrary.org/obo/OBI_0000094
material specification |  |  | result | A material specification is a specification that specifies some qualities, roles or dispositions of some material. [Allotrope] |  |  |  |  | http://purl.allotrope.org/ontologies/result#AFR_0002508
material suitability specification |  |  | result | A material suitability specification is a material specification defining acceptable limits for qualities or required functions or dispositions of some material to be suitable for a specified use case. [Allotrope] |  |  |  | material specification | http://purl.allotrope.org/ontologies/result#AFR_0002438
material test |  |  | process | A test that verifies that some quality is within a specification. [Allotrope] |  |  |  | test | http://purl.allotrope.org/ontologies/process#AFP_0003490
mathematical facet |  |  | result | A facet that is part of a mathematical expression, formula or equation. [Allotrope] |  |  |  | facet | http://purl.allotrope.org/ontologies/result#AFR_0001100
mathematical object | abstract object |  | result | A mathematical object is an information content entity that is an abstraction in the area of mathematics. It has a formal definition that allows for deductive reasoning and mathematical proofs. [Allotrope] |  | https://en.wikipedia.org/wiki/Mathematical_object |  | information content entity | http://purl.allotrope.org/ontologies/result#AFR_0001054
mathematical role |  |  | role | A contextual role that describes an interpretation in a mathematical model. [Allotrope] |  |  | coordinate; variable | contextual role | http://purl.allotrope.org/ontologies/role#AFRL_0000277
matrix datum | matrix; matrix value |  | result | In mathematics, a matrix (plural matrices) is a rectangular array of numbers, symbols, or expressions, arranged in rows and columns. [Wikipedia] |  | https://en.wikipedia.org/wiki/Matrix_(mathematics) |  | tensor datum | http://purl.allotrope.org/ontologies/result#AFR_0000960
matrix index |  |  | result | An index that denotes some matrix component. [Allotrope] |  |  |  | index | http://purl.allotrope.org/ontologies/result#AFR_0000929
matrix role | matrix; medium; medium role |  | role | The matrix are the components of a sample other than the analyte. [IUPAC] |  | PAC, 1989, 61, 1657 (Nomenclature for automated and mechanised analysis (Recommendations 1989)) |  | analysis role | http://purl.allotrope.org/ontologies/role#AFRL_0000547
matrix sample role | matrix sample; matrix |  | role | A matrix sample role is a sample role of a material sample that contains only material with the matrix role in some analysis. [Allotrope] |  |  |  | standard sample role | http://purl.allotrope.org/ontologies/role#AFRL_0000570
maximum allowable baseline drift setting |  |  | result | A maximum allowable baseline drift setting is a data processing setting that indicates the maximum allowed drift value for measured signal in order for a run to be deemed valid. [Allotrope] |  |  |  | data processing setting | http://purl.allotrope.org/ontologies/result#AFR_0002835
maximum allowable noise setting |  |  | result | A maximum allowable noise setting is a data processing setting that indicates the maximum allowed noise value for measured noise in order for a run to be deemed valid. [Allotrope] |  |  |  | data processing setting | http://purl.allotrope.org/ontologies/result#AFR_0002834
maximum cell diameter setting |  |  | result | A maximum cell diameter setting is a data processing setting that specifies the maximum diameter used to identify a cell in a cell counting assay. [Allotrope] |  |  |  |  | http://purl.allotrope.org/ontologies/result#AFR_0002864
maximum flow rate change setting | pump maximum flow rate change setting; maximum flow gradient |  | result | Maximum flow rate change setting is a control setting that sets the maximum rate at which the pump is allowed to change the % of solvents being flowed. [Allotrope] |  |  |  |  | http://purl.allotrope.org/ontologies/result#AFR_0001548
maximum operating temperature | upper temperature limit |  | result | An upper temperature limit is a temperature alert setting that specifies the maximum temperature the system can operate with. [Allotrope] |  |  |  |  | http://purl.allotrope.org/ontologies/result#AFR_0001919
maximum qualifier transition ratio |  |  | result | A maximum qualifier transition ratio is a qualifier transition ratio that species a maximum allowed qualified transition ratio. [Allotrope] |  |  |  | qualifier transition ratio | http://purl.allotrope.org/ontologies/result#AFR_0001877
maximum row setting (foam height) |  |  | result | A maximum row setting is a control setting specifying a maximum row of pixels in a raster image. [Allotrope] |  |  |  |  | http://purl.allotrope.org/ontologies/result#AFR_0002661
maximum run time setting |  |  | result | A maximum run time setting is an end point determination setting that specifies the maximum time of analysis. [Allotrope] |  |  |  |  | http://purl.allotrope.org/ontologies/result#AFR_0002398
maximum value |  |  | result | A maximum value is a descriptive statistic that denotes the largest value present in some dataset. [Allotrope] |  |  |  | descriptive statistic | http://purl.allotrope.org/ontologies/result#AFR_0002441
maximum value role |  |  | role | The maximum value is a statistical datum role of a datum that is the largest value of a collection of numbers. [Wikipedia] |  |  |  | statistic datum role | http://purl.allotrope.org/ontologies/role#AFRL_0000565
measurand role | measurand |  | role | A measurand role is a measurement role of a material entity that is being measured. [Allotrope] |  |  |  | measurement role | http://purl.allotrope.org/ontologies/role#AFRL_0000213
measure | measured value |  | role | A measure is an actual value that is the direct or indirect outcome of some measurement and refers to some metric. [Allotrope] |  |  |  | actual datum | http://purl.allotrope.org/ontologies/role#AFRL_0000157
measured chord length result |  |  | result | A measured chord length result is an assay result quantitating a chord length of the observed particles before correcting for the refractive index of the solution and particle, backscattering, etc. [Allotrope] |  |  |  |  | http://purl.allotrope.org/ontologies/result#AFR_0002352
measured qualifier transition ratio |  |  | result | A measured qualifier transition ratio is a qualifier transition ratio that has the contextual role of a measure. [Allotrope] |  |  |  | qualifier transition ratio | http://purl.allotrope.org/ontologies/result#AFR_0001874
measurement aggregate document | measurement aggregate result |  | result | A measurement aggregate document is a document about a collection of measurement documents. [Allotrope] |  |  |  |  | http://purl.allotrope.org/ontologies/result#AFR_0002374
measurement chamber | measurement cell |  | equipment | A measurement chamber is a closed space that contains the sample for measurement. [Allotrope] |  |  |  | compartment | http://purl.allotrope.org/ontologies/equipment#AFE_0000646
measurement chamber free space volume | measurement chamber free space; measurement chamber free space (datum); free space volume; measurement chamber free space volume (datum); free space; free space result |  | result | A measurement chamber free space result is a quality quantification facet that quantifies the volume of a sample chamber not occupied by the sample. [Allotrope] |  |  |  |  | http://purl.allotrope.org/ontologies/result#AFR_0002127
measurement chamber free space volume (quality) | measurement chamber free space; measurement chamber free space (quality); measurement chamber free space volume; free space |  | quality | A measurement chamber free space volume (quality) is the volume within a sample measurement chamber that is not occupied by the sample. [Allotrope] |  |  |  |  | http://purl.allotrope.org/ontologies/quality#AFQ_0000277
measurement component | measurement module |  | equipment | A measurement component is a component of a measuring system, that does measuring. [Allotrope] |  |  |  | measurement device | http://purl.allotrope.org/ontologies/equipment#AFE_0002185
measurement device | measuring apparatus; analyzer; measuring sensor; instrument; measuring instrument |  | equipment | A device that measures some aspect of reality, such as a quality or the profile of a process. [Allotrope] |  |  |  | observation device; device | http://purl.allotrope.org/ontologies/equipment#AFE_0002145
measurement device identifier | measurement device id; instrument id; measurement equipment id; machine identifier; machine id; instrument identifier; measurement equipment identifier |  | result | A measurement device identifier is an identifier that identifies some device designed for measurements. [Allotrope] |  |  |  | device identifier | http://purl.allotrope.org/ontologies/result#AFR_0002002
measurement document |  |  | result | A measurement document is a document that encompasses the information associated with a measurement. [Allotrope] |  |  |  |  | http://purl.allotrope.org/ontologies/result#AFR_0002375
measurement end time |  |  | result | A measurement end time is the date/time of the end of the measurement process. [Allotrope] |  |  |  | end time | http://purl.allotrope.org/ontologies/result#AFR_0002124
measurement function |  |  | result | A measurement function is a mathematical function of quantities yielding for one or more input quantity value a corresponding unique output quantity value. [Allotrope] |  |  |  |  | http://purl.allotrope.org/ontologies/result#AFR_0001847
measurement identifier | run identifier; measurement id; run id |  | result | Measurement id is measurement metadata that identifies the measuring run. [Allotrope] |  |  |  |  | http://purl.allotrope.org/ontologies/result#AFR_0001121
measurement metadata |  |  | result | Measurement metadata is a facet that is part of a information content entity about a measurement that is about the context of the measurement, but not directly about the measurement result or a measurement parameter. [Allotrope] |  |  |  | facet | http://purl.allotrope.org/ontologies/result#AFR_0001117
measurement method | measurement plan specfication; measurement plan; measurement procedure |  | result | A measurement method is a plan specification that specifies a measurement. [Allotrope] |  |  |  |  | http://purl.allotrope.org/ontologies/result#AFR_0002035
measurement method identifier | measurement procedure identifier; procedure identifier; procedure id; measurement method id; method number; measurement procedure id |  | result | A measurement method identifier is a method identifier that identifies some plan specification of a measurement. [Allotrope] |  |  |  | method identifier | http://purl.allotrope.org/ontologies/result#AFR_0002003
measurement mode setting | acquisition mode setting |  | result | A measurement mode setting is a control setting that specifies the measurement mode of some measurement process. [Allotrope] |  |  | MS1, MRM, SIM, PIM, or SRM in mass spectrometry, and qf, qsim, qseq, or DQD in NMR. |  | http://purl.allotrope.org/ontologies/result#AFR_0002650
measurement role |  |  | role | A role of a participant in a measurement. [Allotrope] |  |  |  |  | http://purl.allotrope.org/ontologies/role#AFRL_0000294
measurement start setting |  |  | result | A measurement start delay setting is a control setting that specifies a delay before starting a measurement process. [Allotrope] |  |  |  |  | http://purl.allotrope.org/ontologies/result#AFR_0002612
measurement time |  |  | result | The date/time of the measurement. [Allotrope] |  |  |  | time | http://purl.allotrope.org/ontologies/result#AFR_0000952
measuring | measurement |  | process | Measuring is observing a property of an entity called a quantity, that has a magnitude that can be expressed as a number and a reference to another entity, and obtaining one or more quantity values for it. The observed entity is a quality or a disposition for a continuant, for a process it is a process property such as duration. [Allotrope] |  | https://jcgm.bipm.org/vim/en/2.1.html |  | observing | http://purl.allotrope.org/ontologies/process#AFP_0002294
measuring system |  |  | equipment | A measuring system is a device system which has the designed function of measurement. [Allotrope] |  |  |  | device system | http://purl.allotrope.org/ontologies/equipment#AFE_0002141
mechanic rotational energy |  |  | material | Energy that results from a rotation or a virtual rotation. [NIST] |  |  |  | energy | http://purl.allotrope.org/ontologies/material#AFM_0000885
mechanic translational energy |  |  | material | Energy flow generated or required by a translation or virtual translation. [NIST] |  |  |  | energy | http://purl.allotrope.org/ontologies/material#AFM_0000882
mechanical quality | mechanics quality |  | quality | A physical quality that inheres in an bearer by virtue of how that bearer behaves when subjected to forces or displacements and the effect of their bodies on their environment. [Wikipedia] |  |  |  |  | http://purl.allotrope.org/ontologies/quality#AFQ_0000210
median |  |  | result | The median is a descriptive statistic that denotes the value separating the higher half of a data sample, a population, or a probability distribution, from the lower half. [Wikipedia] |  | https://en.wikipedia.org/wiki/Median |  |  | http://purl.allotrope.org/ontologies/result#AFR_0002209
median role | median |  | role | The median role is a statistical datum role that denotes the value separating the higher half of a data sample, a population, or a probability distribution, from the lower half. [Wikipedia] |  | https://en.wikipedia.org/wiki/Median |  | statistic datum role | http://purl.allotrope.org/ontologies/role#AFRL_0000321
melt curve qPCR experiment | melt curve experiment; melt curve |  | process | A melt curve qPCR experiment is an experiment using qPCR that identifies non-specific PCR amplification by evaluating the melting temperature of the DNA target. [Allotrope] |  |  |  | qPCR experiment | http://purl.allotrope.org/ontologies/process#AFP_0003778
melting |  |  | process | The state of material becoming liquid from a solid. [Allotrope] |  |  |  | state of matter state | http://purl.allotrope.org/ontologies/process#AFP_0003458
melting curve |  |  | result | A melting curve is the data distribution function over temperature that is the output of a melting curve analysis. Melting curve analysis is an assessment of the dissociation characteristics of double-stranded DNA during heating. As the temperature is raised, the double strand begins to dissociate leading to a rise in the absorbance intensity, hyperchromicity. [Wikipedia] |  | https://en.wikipedia.org/wiki/Melting_curve_analysis |  | data distribution function | http://purl.allotrope.org/ontologies/result#AFR_0000297
melting curve data cube |  |  | result | A melting curve data cube is a data cube that represents a plot of fluorescence against temperature. [Allotrope] |  |  |  |  | http://purl.allotrope.org/ontologies/result#AFR_0002913
melting peak |  |  | result | A melting peak results from energy transfer due to the transition from the solid to the liquid phase. [Allotrope] |  |  |  | transition peak | http://purl.allotrope.org/ontologies/result#AFR_0000632
melting point | melting temperature; melt temperature |  | quality | The melting point is the temperature where a material changes from the solid phase to the liquid phase. [Allotrope] |  |  |  | temperature (quality) | http://purl.allotrope.org/ontologies/quality#AFQ_0000238
member coordination |  |  | result | A member coordination is a class coordination that coordinates a collection class with the class of its members. [Allotrope] |  |  |  |  | http://purl.allotrope.org/ontologies/result#AFR_0001572
member role |  |  | role | Member role is the contextual role of an information object that is member of some collection. [Allotrope] |  |  |  | aggregation role | http://purl.allotrope.org/ontologies/role#AFRL_0000049
member specification | item specification |  | result | A member specification is a part specification about members of a collection or an object aggregate. [Allotrope] |  |  |  | part specification | http://purl.allotrope.org/ontologies/result#AFR_0001638
membership |  |  | quality | Membership is the relational quality between a group or organization and its members. [Allotrope] |  |  |  |  | http://purl.allotrope.org/ontologies/quality#AFQ_0000231
membrane chromatography |  |  | process | A chromatography method where the separation is based on the adsorption to membranes. [Allotrope] |  |  |  |  | http://purl.allotrope.org/ontologies/process#AFP_0002846
memento |  |  | audit | A memento for an electronic record is a resource that encapsulates a prior state of the original electronic record. [Allotrope] |  | https://tools.ietf.org/html/rfc7089 |  | electronic record | http://purl.allotrope.org/ontologies/audit#Memento
mental process | cognitive process |  | process | A physical process that occurs in the mind of a sentient being and is processing information. [Allotrope] |  |  |  | information process | http://purl.allotrope.org/ontologies/process#AFP_0003452
mereotopological process |  |  | process | A process that affects the topological connectedness or parthood of two or more flows. [Allotrope] |  |  |  | activity | http://purl.allotrope.org/ontologies/process#AFP_0003400
mereotopological state |  |  | process | A mereotopological state is a state that is expressed by the mereotopological connectedness or parthood of participants in the state. [Allotrope] |  |  |  | state | http://purl.allotrope.org/ontologies/process#AFP_0003824
metadata role |  |  | role | A metadata role is a contextual role of an information content entity that is not a parameter or result of a process but describes the context of the process. [Allotrope] |  |  |  | contextual role | http://purl.allotrope.org/ontologies/role#AFRL_0000450
methane (molecule) |  |  |  | A one-carbon compound in which the carbon is attached by single bonds to four hydrogen atoms. [CHEBI] |  |  |  | molecule | http://purl.obolibrary.org/obo/CHEBI_16183
methane gas | methane |  | material | Methane gas is a gas that is composed of methane molecules. [Allotrope] |  |  |  | gas | http://purl.allotrope.org/ontologies/material#AFM_0001118
method function specification |  |  | result | A function specification that specifies the ways of achievement. [Allotrope] |  |  |  |  | http://purl.allotrope.org/ontologies/result#AFR_0000974
method identifier | method id; procedure identifier; procedure id; plan specification id; plan specification identifier |  | result | A method identifier is an identifier that identifies some plan specification (method, procedure) about some planned process. [Allotrope] |  |  |  |  | http://purl.allotrope.org/ontologies/result#AFR_0002034
method name | recipe name; plan specification name |  | result | A method name is a name that denotes a plan specification (method). [Allotrope] |  |  |  | written name | http://purl.allotrope.org/ontologies/result#AFR_0001606
method version |  |  | result | A method version is a version number that identifies a method. [Allotrope] |  |  |  | version number | http://purl.allotrope.org/ontologies/result#AFR_0002837
michelson interferometer measurement mode setting | michelson interferometer acquisition mode setting |  | result | A michelson interferometer measurement mode setting is a control setting that specifies whether the interferogram measurement is single or double-sided and whether one or both scan directions are used in the measurement. [Allotrope] |  |  |  |  | http://purl.allotrope.org/ontologies/result#AFR_0002390
micron marker setting |  |  | result | A micron marker setting is a setting that specifies the distance between subdivisions on the size marker included in some image. [Allotrope] |  |  |  |  | http://purl.allotrope.org/ontologies/result#AFR_0002471
microplate reader measurement result |  |  | result | The readout from a microplate reader measurement. [Allotrope] |  |  |  | assay result | http://purl.allotrope.org/ontologies/result#AFR_0000628
microscope |  |  | equipment | A microscope is a device which is used to visually magnify a specimen. [Allotrope] |  |  |  | observation device | http://purl.allotrope.org/ontologies/equipment#AFE_0000825
microscopy |  |  | process | Microscopy is a imaging assay where a microscope is used to view a small object (or specimen) by producing a magnified image. [CHMO] |  |  |  | imaging assay | http://purl.allotrope.org/ontologies/process#AFP_0000044
microwave spectrum | microwave spectra |  | result | A plot of emission vs. wavelength obtained through a Fourier transform of the time series of the radiation emitted by a sample of gas phase molecules that have been excited by a microwave-frequency pulse. [CHMO] |  |  |  | data distribution function | http://purl.allotrope.org/ontologies/result#AFR_0000020
minimum assay bead count threshold setting |  |  | result | A minimum assay bead count threshold setting is a control setting that specifies the threshold value for assay bead counts to be reported. [Allotrope] |  |  |  |  | http://purl.allotrope.org/ontologies/result#AFR_0002943
minimum cell diameter setting |  |  | result | A minimum cell diameter setting is a data processing setting that specifies the minimum diameter used to identify a cell in a cell counting assay. [Allotrope] |  |  |  |  | http://purl.allotrope.org/ontologies/result#AFR_0002863
minimum operating temperature | lower temperature limit |  | result | A lower temperature limit is a temperature alert setting that specifies the minimum temperature the system can operate with. [Allotrope] |  |  |  |  | http://purl.allotrope.org/ontologies/result#AFR_0001920
minimum peak detection slope setting (chromatography) |  |  | result | A minimum peak detection slope setting is a data processing setting that defines the minimum slope of the signal (rate of change of the signal per acquisition time) at or above which the start of a peak is detected. [Allotrope] |  |  |  |  | http://purl.allotrope.org/ontologies/result#AFR_0002811
minimum qualifier transition ratio |  |  | result | A minimum qualifier transition ratio is a qualifier transition ratio that species a minimum allowed qualified transition ratio. [Allotrope] |  |  |  | qualifier transition ratio | http://purl.allotrope.org/ontologies/result#AFR_0001876
minimum value |  |  | result | A minimum value is a descriptive statistic that denotes the smallest value present in some dataset. [Allotrope] |  |  |  | descriptive statistic | http://purl.allotrope.org/ontologies/result#AFR_0002440
minimum value role |  |  | role | The minimum value is a statistical datum role of a datum that is the smallest value of a collection of numbers. [Wikipedia] |  |  |  | statistic datum role | http://purl.allotrope.org/ontologies/role#AFRL_0000566
mixed-mode chromatography | multimodal chromatography |  | process | Mixed-mode chromatography (MMC), or multimodal chromatography, refers to chromatographic methods that utilize more than one form of interaction between the stationary phase and analytes in order to achieve separation. [Wikipedia] |  |  |  |  | http://purl.allotrope.org/ontologies/process#AFP_0002655
mixer | mixing device |  | equipment | A mixer is a device used for mixing. [Allotrope] |  |  |  | connecting device | http://purl.allotrope.org/ontologies/equipment#AFE_0001266
mixing | mixing material |  | process | The combining of components, particles or layers into a more homogeneous state. The mixing may be achieved manually or mechanically by shifting the material with stirrers or pumps or by revolving or shaking the container. The process must not permit segregation of particles of different size or properties. Homogeneity may be considered to have been achieved in a practical sense when the sampling error of the processed portion is negligible compared to the total error of the measurement system. [CHMO] |  |  |  | connecting | http://purl.allotrope.org/ontologies/process#AFP_0001135
mobile phase | mobile phase role |  | role | Mobile phase is the chromatographic phase role of a fluid material entity in a chromatography process to act as the fluid that percolates through or along the stationary bed in chromatography. [Allotrope, CHMO] |  |  |  | chromatographic phase | http://purl.allotrope.org/ontologies/role#AFRL_0000011
mobile phase delivery |  |  | process | Mobile phase delivery is a process performed by a chromatography system in which the mobile phase is mixed and transported through the instrument for separation and detection. [Allotrope] |  |  |  |  | http://purl.allotrope.org/ontologies/process#AFP_0003289
mobile phase delivery duration setting |  |  | result | Mobile phase delivery duration setting is a chromatography system setting that sets the total duration of mobile phase delivery. [Allotrope] |  |  |  | chromatography system setting | http://purl.allotrope.org/ontologies/result#AFR_0001654
model |  |  | result | A model is a purposeful simplified description of a part of reality that focuses on specific aspects. [Allotrope] |  |  |  | description | http://purl.allotrope.org/ontologies/result#AFR_0000993
model number | instrument model number; equipment model number; part number |  |  | A model number is an information content entity specifically borne by catalogs, design specifications, advertising materials, inventory systems and similar that is about manufactured objects of the same class. The model number is an alternative term for the class. [IAO] |  |  |  | symbol | http://purl.obolibrary.org/obo/IAO_0000017
modified time |  |  | result | A modified time is the time when a particular change was made to an entity. [Allotrope] |  |  |  |  | http://purl.allotrope.org/ontologies/result#AFR_0002756
molar attenuation coefficient | molar absorptivity |  | result | A molar attenuation coefficient is an attenuation coefficient where the concentration is a molar concentration. [Allotrope] |  |  |  | attenuation coefficient | http://purl.allotrope.org/ontologies/result#AFR_0002767
molar attenuation coefficient setting |  |  | result | A molar attenuation coefficient setting is a control setting that specifies some molar attenuation coefficient. [Allotrope] |  |  |  | attenuation coefficient setting | http://purl.allotrope.org/ontologies/result#AFR_0002949
molar concentration | molar concentration result; molarity (datum); amount concentration (datum); amount concentration; substance concentration (datum); molarity; molar concentration (datum); substance concentration |  | result | A molar concentration (datum) is a quantification facet that quantifies a concentration defined as the amount of substance of a constituent divided by the volume of the mixture. [Allotrope] |  | https://en.wikipedia.org/wiki/Molar_concentration |  | concentration | http://purl.allotrope.org/ontologies/result#AFR_0002006
molar concentration | molar concentration result; molarity (datum); amount concentration (datum); amount concentration; substance concentration (datum); molarity; molar concentration (datum); substance concentration |  | result | A molar concentration (datum) is a quantification facet that quantifies a concentration defined as the amount of substance of a constituent divided by the volume of the mixture. [Allotrope] |  | Green Book, 2nd ed.: IUPAC Quantities, Units and Symbols in Physical Chemistry. Second Edition, Blackwell Scientific Publications, Oxford, 1993. |  | concentration | http://purl.allotrope.org/ontologies/result#AFR_0002006
molar concentration (quality) | substance concentration (quality); molarity (quality); amount of substance concentration; molar concentration; amount concentration; molarity; amount concentration (quality); substance concentration |  | quality | Molar concentration is the ratio of molar amount of a substance divided by volume of mixture containing the amount of substance. [Allotrope] |  | Green Book, 2nd ed.: IUPAC Quantities, Units and Symbols in Physical Chemistry. Second Edition, Blackwell Scientific Publications, Oxford, 1993. |  | concentration (quality) | http://purl.allotrope.org/ontologies/quality#AFQ_0000168
molar enthalpy of fusion | molar entropy of fusion (datum); molar heat of fusion |  | result | The specific enthalpy of fusion datum is the enthalpy of fusion referenced to a unit amount of substance. [Allotrope] |  |  |  | enthalpy of fusion | http://purl.allotrope.org/ontologies/result#AFR_0002165
molar enthalpy of fusion (quality) | molar enthalpy of melting (quality); molar latent heat of fusion; molar enthalpy of fusion; molar heat of fusion; molar enthalpy of melting |  | quality | The molar enthalpy of fusion is the enthalpy of fusion referenced to a unit amount of substance. [Allotrope] |  |  |  | enthalpy of fusion (quality) | http://purl.allotrope.org/ontologies/quality#AFQ_0000284
molar enthalpy of sublimation | molar heat of sublimation; molar enthalpy of sublimation (datum) |  | result | The molar enthalpy of sublimation datum is the enthalpy of sublimation referenced to a unit amount of substance. [Allotrope] |  |  |  | enthalpy of sublimation | http://purl.allotrope.org/ontologies/result#AFR_0002171
molar enthalpy of sublimation (quality) | molar heat of sublimation; molar enthalpy of sublimation |  | quality | The specific enthalpy of sublimation is the enthalpy of sublimation referenced to a unit amount of substance. [Allotrope] |  |  |  | enthalpy of sublimation (quality) | http://purl.allotrope.org/ontologies/quality#AFQ_0000288
molar enthalpy of vaporization | molar enthalpy of vaporization (datum); molar heat of vaporization |  | result | The molar enthalpy of vaporization datum is the enthalpy of vaporization referenced to a unit amount of substance. [Allotrope] |  |  |  | enthalpy of vaporization | http://purl.allotrope.org/ontologies/result#AFR_0002168
molar enthalpy of vaporization (quality) | molar heat of evaporation; molar latent heat of vaporization; molar heat of vaporization; molar enthalpy of vaporization |  | quality | The molar enthalpy of vaporization is the enthalpy of vaporization referenced to a unit amount of substance. [Allotrope] |  |  |  | enthalpy of vaporization (quality) | http://purl.allotrope.org/ontologies/quality#AFQ_0000283
molar mass | molar mass (datum); molar mass result |  | result | Molar mass is a mass that quantifies the mass of a homogeneous substance containing 6.02 x 10^23 atoms or molecules. [Allotrope] |  |  |  | mass | http://purl.allotrope.org/ontologies/result#AFR_0002409
molar mass (quality) | molar mass |  |  | A physical quality that inheres in a homogeneous substance containing 6.02 x 10^23 atoms or molecules. [PATO] |  | https://en.wikipedia.org/wiki/Molar_mass |  | mass (quality) | http://purl.obolibrary.org/obo/PATO_0001681
molecular colloid |  |  | material | A molecular colloid is a type of colloid that consists of many molecules that combine to structures of colloidal size. [Allotrope] |  |  | sulphur S8 colloid | colloid | http://purl.allotrope.org/ontologies/material#AFM_0001037
molecular entity |  |  |  | Any constitutionally or isotopically distinct atom, molecule, ion, ion pair, radical, radical ion, complex, conformer etc., identifiable as a separately distinguishable entity. [IUPAC] |  | PAC, 1994, 66, 1077. (Glossary of terms used in physical organic chemistry (IUPAC Recommendations 1994)) on page 1142 |  |  | http://purl.obolibrary.org/obo/CHEBI_23367
molecular entity facet | molecular facet; molecular descriptor; chemical descriptor |  | result | A molecular entity facet is a facet that is about some molecular entity such as atoms, ions or molecules. [Allotrope] |  |  |  |  | http://purl.allotrope.org/ontologies/result#AFR_0001951
molecular entity quality | molecular quality |  | quality | A molecular quality is a chemical quality which inheres in a molecular entity, a single molecule, atom, ion, radical etc. [Allotrope] |  |  |  |  | http://purl.allotrope.org/ontologies/quality#AFQ_0000252
molecular formula | chemical formula |  | result | A molecular formula is a molecular entity facet which identifies each constituent element by its chemical symbol and indicates the number of atoms of each element found in each discrete molecular entity of that compound. [CHEMINF] |  |  |  | molecular entity facet | http://purl.allotrope.org/ontologies/result#AFR_0001952
molecular formula (molecular quality) | molecular formula |  | quality | A molecular formula is a molecular quality that inheres in a molecular entity by the relative amount of component atoms. [Allotrope] |  |  |  | molecular entity quality | http://purl.allotrope.org/ontologies/quality#AFQ_0000263
molecular mass | molecular mass (datum); molecular mass result |  | result | A molecular mass is a quality quantification facet that quantifies the mass of a molecule. [Allotrope] |  |  |  | mass | http://purl.allotrope.org/ontologies/result#AFR_0002294
molecular mass (molecular quality) | atomic mass |  | quality | Molecular mass is a molecular quality inhered in a molecular entity that expresses its mass relative to 1/12 of the mass of an unbound neutral atom of carbon-12 in its nuclear and electronic ground state and at rest. [Allotrope] |  |  |  | molecular entity quality | http://purl.allotrope.org/ontologies/quality#AFQ_0000256
molecular structure |  |  | result | A molecular structure is a description of the type and arrangement of the atoms and the direction of bonds linking atoms that constitute a molecule. [Allotrope] |  |  |  | description | http://purl.allotrope.org/ontologies/result#AFR_0001072
molecule |  |  |  | A molecule is a polyatomic molecular entity that is an electrically neutral entity consisting of more than one atom. [Allotrope] |  | PAC, 1994, 66, 1077. (Glossary of terms used in physical organic chemistry (IUPAC Recommendations 1994)) on page 1143 |  | molecular entity | http://purl.obolibrary.org/obo/CHEBI_25367
monitoring |  |  | process | Monitoring is an observing of a quality important for the successful and/or safe operation of a controlled process. [Allotrope] |  |  |  | observing | http://purl.allotrope.org/ontologies/process#AFP_0003681
monolayer quantity |  |  | result | A monolayer quantity is a volume of a monolayer based on the cross-sectional area of the adsorbent gas. [Allotrope] |  |  |  |  | http://purl.allotrope.org/ontologies/result#AFR_0002123
monolithic column |  |  | equipment | A monolithic columns is a chromatography column where the stationary phase synthesized in place as a single lattice structure in the column. [Allotrope] |  |  |  |  | http://purl.allotrope.org/ontologies/equipment#AFE_0002202
morphology |  |  |  | A quality of a single physical entity inhering in the bearer by virtue of the bearer's size or shape or structure. [PATO] |  |  |  |  | http://purl.obolibrary.org/obo/PATO_0000051
motivation |  |  | audit | The motivation is used to record the user's intent or motivation for a change. [Allotrope] |  |  |  |  | http://purl.allotrope.org/ontologies/audit#Motivation
movement quality |  |  |  | A physical quality inhering in a bearer by virtue of the bearer's participation in movement. [PATO] |  |  |  | mechanical quality | http://purl.obolibrary.org/obo/PATO_0001906
moving | flowing |  | process | A state when material is changing its position in space. [Allotrope] |  |  |  | spatial state | http://purl.allotrope.org/ontologies/process#AFP_0003464
multi analyte profiling |  |  | process | A multi analyte profiling is a biological measurement method to quantify multiple analytes from a sample using beads coated with antibodies or primers targeted at specific analytes. After conjugation of the captured analyte to the bead, the beads are differentiated by their size and their spectral signature, allowing quantitation of analyte concentration in the sample. [Allotrope, NCI] |  |  |  |  | http://purl.allotrope.org/ontologies/process#AFP_0003843
multi analyte profiling aggregate document |  |  | result | A multi analyte profiling aggregate document is a document that aggregates multi analyte profiling documents. [Allotrope] |  |  |  |  | http://purl.allotrope.org/ontologies/result#AFR_0002941
multi analyte profiling document |  |  | result | A multi analyte profiling document is a document that encompasses the information associated with some multi analyte profiling run. [Allotrope] |  |  |  |  | http://purl.allotrope.org/ontologies/result#AFR_0002942
multimeter |  |  | equipment | A multimeter is an instrument designed to measure electric current, voltage, and usually resistance, typically over several ranges of value. [Allotrope] |  |  |  | measurement device | http://purl.allotrope.org/ontologies/equipment#AFE_0002211
multiple reaction monitoring | MRM |  | process | Multiple reaction monitoring is a selected reaction monitoring applied to multiple product ions from one or more precursor ions. [IUPAC] |  | K. K. Murray, R. K. Boyd, M. N. Eberlin, G. J. Langley, L. Li and Y. Naito, Pure Appl. Chem., 2013, 85, 1515-1609 |  | selected reaction monitoring | http://purl.allotrope.org/ontologies/process#AFP_0002535
multiple reaction monitoring transition report | MRM transition report |  | result | A multiple reaction monitoring (MRM) transition report is a report that is summarizing the analysis of a MRM experiment. [Allotrope] |  |  |  |  | http://purl.allotrope.org/ontologies/result#AFR_0001855
multiple-stage mass spectrometry | MSn spectrometry; multiple-stage mass spectroscopy; MSn spectroscopy; MSn |  | process | Multiple-stage mass spectrometry is a mass spectrometry where multiple stages of precursor ion m/z selection are followed by product ion detection for successive nth-generation product ions. [IUPAC] |  | G. L. Glish. Analyst 119, 533 (1994). |  |  | http://purl.allotrope.org/ontologies/process#AFP_0001707
multiple-stage mass spectrometry | MSn spectrometry; multiple-stage mass spectroscopy; MSn spectroscopy; MSn |  | process | Multiple-stage mass spectrometry is a mass spectrometry where multiple stages of precursor ion m/z selection are followed by product ion detection for successive nth-generation product ions. [IUPAC] |  | K. K. Murray, R. K. Boyd, M. N. Eberlin, G. J. Langley, L. Li and Y. Naito, Pure Appl. Chem., 2013, 85, 1515-1609 |  |  | http://purl.allotrope.org/ontologies/process#AFP_0001707
name role |  |  | role | Name role is a contextual role of an information content entity that refers to an entity by a non-identifying designation. [Allotrope] |  |  |  | designative purpose | http://purl.allotrope.org/ontologies/role#AFRL_0000012
nanoflow high-performance liquid chromatography | nanoflow HPLC; nanoHPLC; nano high-performance liquid chromatography; nanoflow high performance liquid chromatography; nanoflowHPLC; nHPLC; nano flow HPLC; nano-HPLC; nano high-pressure liquid chromatography; nano HPLC; nano high pressure liquid chromatography; nano high performance liquid chromatography; nanoflow high-pressure liquid chromatography; nanoflow high pressure liquid chromatography; nanoflow-HPLC |  | process | Column chromatography where the mobile phase is a liquid, the stationary phase consists of very small particles, the inlet pressure is relatively high and the flow rate is nL min-1. [CHMO] |  |  |  | high-performance liquid chromatography | http://purl.allotrope.org/ontologies/process#AFP_0000698
narrow standard role (size-exclusion chromatography) |  |  | role | A narrow standard role is a standard sample role used in size-exclusion chromatography that has a narrow molecular-weight distribution and are typically chemically different than the sample. [Allotrope] |  |  |  |  | http://purl.allotrope.org/ontologies/role#AFRL_0000571
natural material |  |  | material | A natural material is any product or physical matter that comes from plants, animals, or the ground. Minerals and the metals that can be extracted from them (without further modification) are also considered to belong into this category. [Wikipedia] |  |  |  | material | http://purl.allotrope.org/ontologies/material#AFM_0000877
natural system |  |  | material | A system that can be discovered in nature. [Allotrope] |  |  |  | system | http://purl.allotrope.org/ontologies/material#AFM_0001059
near infrared absorption spectroscopy | NIRS; near infra-red spectrometry; near infra-red absorbance spectroscopy; near infra-red absorbance spectrometry; near infrared spectrometry; near infrared absorbance spectroscopy; near infrared absorbance spectrometry; NIR absorbance spectrometry; NIR absorbance spectroscopy; near-infrared absorption spectroscopy; near infra-red absorption spectrometry; near infrared spectroscopy; near infrared absorption spectrometry |  | process | Near infrared absorption spectroscopy is a type of vibrational spectroscopy where the sample absorbs radiation from the near infrared region (0.8-2 µm). [CHMO] |  |  |  | vibrational spectroscopy | http://purl.allotrope.org/ontologies/process#AFP_0002421
near infrared document | near-infrared document; near infra-red document; NIR document |  | result | A near infrared document is a document that encompasses the information associated with a near-infrared spectroscopy process. [Allotrope] |  |  |  |  | http://purl.allotrope.org/ontologies/result#AFR_0002326
near infrared profile | near-infrared profile; NIR profile; near infra-red profile; near infrared profile result; near-infrared profile result; NIR profile result; near infra-red profile result |  | result | A near infrared profile is a profile that quantifies absorbed or transmitted radiation over time in the near infrared region (0.8-2 µm). [Allotrope] |  |  |  |  | http://purl.allotrope.org/ontologies/result#AFR_0002360
near infrared spectrum | NIR spectrum; NIR spectra; near infrared spectra; near infrared (NIR) spectrum; near infrared (NIR) spectra; near infra-red spectra; near infra-red spectrum |  | result | A plot of absorbance or transmittance versus wavelength obtained by measuring the amount of radiation absorbed by a sample as a function of the wavelength of incident radiation from the near infrared region (0.8-2 µm). [Allotrope] |  |  |  | data distribution function | http://purl.allotrope.org/ontologies/result#AFR_0002330
near infrared transmission spectroscopy | NIR spectrometry; near infra-red spectrometry; NIR; near infrared spectrometry; NIR transmission spectrometry; near infra-red transmission spectroscopy; near infrared (NIR) spectroscopy; NIR transmission spectroscopy; NIR spectrophotometry; near infrared transmission spectrometry; near infra-red spectrophotometry; near infrared spectrophotometry; near infra-red transmission spectrometry; near infrared spectroscopy; NIR spectroscopy |  | process | Near infrared transmission spectroscopy is a type of vibrational spectroscopy where the transmission of near infrared radiation (0.8-2 µm) through a sample is detected. [CHMO] |  |  |  | vibrational spectroscopy | http://purl.allotrope.org/ontologies/process#AFP_0003787
nebulizer support role | nebulizing support role; nebulizing support; nebulizer support |  | role | Nebulizer support role is a support role in converting liquid into aerosol mist. [Allotrope] |  |  |  |  | http://purl.allotrope.org/ontologies/role#AFRL_0000509
nebulizing |  |  | process | Nebulizing is converting by of breaking up solutions and suspensions into small aerosol droplets. [Wikipedia] |  | https://en.wikipedia.org/wiki/Nebulizer |  | converting material | http://purl.allotrope.org/ontologies/process#AFP_0003719
needle |  |  | equipment | A needle is a device consisting of a very thin, hollow tube with a sharp tip which contains a small opening at the pointed end. It is commonly used with a syringe. [Wikipedia] |  |  |  | injection device component | http://purl.allotrope.org/ontologies/equipment#AFE_0002102
negative charge | negative |  |  | Negative charge is a quality which inheres in a molecular entity by virtue of the molecular entity possessing more electrons overall than protons, thus having an overall negative charge. [PATO] |  |  |  | electric charge (molecular quality) | http://purl.obolibrary.org/obo/PATO_0002196
negative ionization polarity | negative polarity |  | quality | Polarity of the ionization is negative. [Allotrope] |  |  |  | ionization polarity | http://purl.allotrope.org/ontologies/quality#AFQ_0000150
negative partition count |  |  | result | A negative partition count is a count of the number of partitions classified as being negative relative to a threshold. [Allotrope] |  |  |  | count | http://purl.allotrope.org/ontologies/result#AFR_0002930
negative peak detection enabled setting (chromatography) | enable negative peak detection; negative peak detection enabled setting; negative peaks on/off |  | result | Negative peak detection enabled is a data processing setting that allows peaks to be detected below the baseline for the time specified. [Allotrope] |  |  |  |  | http://purl.allotrope.org/ontologies/result#AFR_0001690
nephelometry |  |  | process | Nephelometry is a measuring of suspended particulates in a liquid or gas colloid usually by employing a light beam (source beam) and a light detector set to one side (often 90°) of the source beam. [Allotrope] |  |  |  |  | http://purl.allotrope.org/ontologies/process#AFP_0003762
neutral charge | neutral |  |  | Neutral charge is a quality which inheres in a molecular entity by virtue of the molecular entity possessing the same amount of electrons overall as protons, thus having an overall neutral charge. [PATO] |  |  |  | electric charge (molecular quality) | http://purl.obolibrary.org/obo/PATO_0002194
neutron |  |  | material | A neutron is a nuclear particle of zero charge, spin quantum number 1/2 and a mass of 1.00866490414 u. [IUPAC] |  | IUPAC Green Book, 2nd ed., p. 93 |  | nucleon; nuclear particle | http://purl.allotrope.org/ontologies/material#AFM_0001027
nick name |  |  | result | The nick name is a written name of person that is a substitute for the proper name of a familiar person, place, or thing - commonly used for affection. [Wikipedia] |  | https://en.wikipedia.org/wiki/Nickname |  | person facet | http://purl.allotrope.org/ontologies/result#AFR_0001507
nitrate ion | nitrate |  |  | A nitrogen oxoanion formed by loss of a proton from nitric acid. [CHEBI] |  |  |  | anion | http://purl.obolibrary.org/obo/CHEBI_17632
nitrogen chemiluminescence detection | NCD; nitrogen chemiluminescence measurement; nitrogen chemiluminescence process |  | process | The detection of luminescence emitted from nitrogen in a sample as a result of a chemical reaction. [CHMO] |  |  |  | measuring | http://purl.allotrope.org/ontologies/process#AFP_0003834
nitrogen chemiluminescence detector | NCD |  | equipment | A nitrogen chemiluminescence detector is a measurement component that measures an analyte in a gas stream through the detection of nitrogen chemiluminescence. [Allotrope] |  |  |  | measurement component | http://purl.allotrope.org/ontologies/equipment#AFE_0002274
nitrogen gas | nitrogen |  | material | Nitrogen gas is a gas that is composed of dinitrogen molecules. [Allotrope] |  |  |  | gas | http://purl.allotrope.org/ontologies/material#AFM_0001114
nitrogen-phosphorus detection | nitrogen-phosphorus measurement; nitrogen phosphorus measurement; nitrogen-phosphorus process; nitrogen phosphorus detection; nitrogen phosphorus process; NPD |  | process | A detection method that is sensitive to compounds containing N and P. A flow of carrier gas containing the sample is mixed with H2 and air in the presence of a small, heated bead of an alkali salt such as Rb2SO4. Any positively-charged radicals resulting from this process are collected at a cathode allowing the current to be measured. [CHMO] |  |  |  | measuring | http://purl.allotrope.org/ontologies/process#AFP_0003833
nitrogen-phosphorus detector | NPD |  | equipment | A nitrogen-phosphorus detector is a measurement component that measures an analyte in a gas stream through the measurement of ions via thermal heating over an alkali metal. [Allotrope] |  | https://en.wikipedia.org/wiki/Nitrogen%E2%80%93phosphorus_detector |  | measurement component | http://purl.allotrope.org/ontologies/equipment#AFE_0002273
noise |  |  | result | An information content entity that describes the unwanted random and systematic fluctuations to the signal that limit the ability to detect a signal contribution of interest. [Allotrope] |  | https://en.wikipedia.org/wiki/Noise_(electronics) |  |  | http://purl.allotrope.org/ontologies/result#AFR_0001170
noise |  |  | result | An information content entity that describes the unwanted random and systematic fluctuations to the signal that limit the ability to detect a signal contribution of interest. [Allotrope] |  | https://en.wikipedia.org/wiki/Signal |  |  | http://purl.allotrope.org/ontologies/result#AFR_0001170
noise type |  |  | result | A noise type is a classification datum that classifies the type of noise being measured. [Allotrope] |  |  |  | classification datum | http://purl.allotrope.org/ontologies/result#AFR_0002832
nominal datum | nominal value |  | role | A nominal value is a contextual role of an information content entity that states an asserted value, that is assumed to be true. [Allotrope] |  |  |  | descriptive purpose | http://purl.allotrope.org/ontologies/role#AFRL_0000013
nominal scale |  |  | result | A classification that only introduces categorical values. [Allotrope] |  |  |  | level of measurement | http://purl.allotrope.org/ontologies/result#AFR_0000909
non-porous |  |  |  | A porosity quality inhering in a bearer by virtue of the bearer's being incapable of admitting the passage of gas or liquid through pores or interstices. [PATO] |  |  |  | porosity | http://purl.obolibrary.org/obo/PATO_0000985
normal strain |  |  | quality | A normal strain is strain perpendicular to the face of an element. [Wikipedia] |  |  |  | strain (quality) | http://purl.allotrope.org/ontologies/quality#AFQ_0000213
normal-phase chromatography | NPC; normal phase chromatography |  | process | A separation method where the components are distributed between two phases, one of which is stationary and polar, while the other is non-polar and moves in a definite direction. [CHMO] |  |  |  |  | http://purl.allotrope.org/ontologies/process#AFP_0001183
normal-phase high-performance liquid chromatography | normal phase HPLC; normal-phase HPLC; NP-HPLC |  | process | Column chromatography where the mobile phase is a liquid, the stationary phase consists of very small particles, and the inlet pressure is relatively high. In normal-phase HPLC, the stationary phase is more polar than the mobile phase. [CHMO] |  |  |  | high-performance liquid chromatography | http://purl.allotrope.org/ontologies/process#AFP_0002033
normal-phase liquid chromatography |  |  | process | Liquid chromatography where the stationary phase is more polar than the mobile phase. This is the default for liquid chromatography. [CHMO] |  |  |  |  | http://purl.allotrope.org/ontologies/process#AFP_0002328
normalized foam height |  |  | result | A normalized foam height is a height of some foam, excluding any air gap if present. [Allotrope] |  |  |  | foam height | http://purl.allotrope.org/ontologies/result#AFR_0002678
normalized foam row count |  |  | result | A normalized foam row count is a count of the number of rows of pixels in a raster image where foam is detected, excluding any air gap if present. [Allotrope] |  |  |  |  | http://purl.allotrope.org/ontologies/result#AFR_0002677
normalized reporter data cube | Rn data cube |  | result | A normalized reporter data cube is a data cube that represents a plot of normalized reporter result against cycle. [Allotrope] |  |  |  |  | http://purl.allotrope.org/ontologies/result#AFR_0002309
normalized reporter result |  |  | result | A normalized reporter result is a qPCR assay result that specifies the fluorescent signal of the reporter dye normalized to the signal of the passive reference dye. [Allotrope] |  |  |  |  | http://purl.allotrope.org/ontologies/result#AFR_0002247
notification configuration | alert setting; signaling configuration; notification setting; signaling setting; alert configuration |  | quality | A notification setting is a trigger setting in a system that has a notification component, that controls when the component send out a notification signal. [Allotrope] |  |  | A pressure sensor measures the pressure of the liquid in the plumbing an if the notification setting on the pressure is above a maximum, it triggers the notification of a signaling device, such as a warning lamp. | trigger configuration | http://purl.allotrope.org/ontologies/quality#AFQ_0000206
nozzle |  |  | equipment | A nozzle is a transferring device consisting of jet port with an opening for regulating and/or directing the flow of fluid. [Allotrope] |  |  |  | transferring device | http://purl.allotrope.org/ontologies/equipment#AFE_0002222
nuclear magnetic resonance assay | nuclear magnetic resonance method |  | process | A nuclear magnetic resonance assay is magnetic resonance assay that applies a technique which detects the response of nuclear spins to a perturbing magnetic field. [Allotrope] |  |  |  | magnetic resonance assay | http://purl.allotrope.org/ontologies/process#AFP_0000759
nuclear magnetic resonance result | NMR assay result; nuclear magnetic resonance result; NMR result |  | result | An nuclear magnetic resonance result is a result of an nuclear magnetic resonance assay. [Allotrope] |  |  |  |  | http://purl.allotrope.org/ontologies/result#AFR_0002249
nuclear magnetic resonance spectroscopy | NMR spectroscopy; NMR spectrometry; nuclear magnetic resonance (NMR) spectroscopy; NMR; nuclear magnetic resonance spectrometry |  | process | A type of spectroscopy where the energy states of spin-active nuclei placed in a static magnetic field are interrogated by inducing transitions between the states via radio frequency irradiation. [CHMO] |  |  |  | spectrometry | http://purl.allotrope.org/ontologies/process#AFP_0000326
nuclear magnetic resonance spectroscopy result | nuclear magnetic resonance spectrometry result; NMR spectroscopy result; NMR spectrometry result |  | result | An NMR spectroscopy result is a result of an NMR spectroscopy. [Allotrope] |  |  |  | nuclear magnetic resonance result | http://purl.allotrope.org/ontologies/result#AFR_0002255
nuclear magnetic resonance spectrum | NMR spectrum; NMR spectra; nuclear magnetic resonance spectra |  | result | Any spectrum that shows the response of spin-active nuclei to radio frequency radiation in an applied magnetic field. [CHMO] |  |  |  | data distribution function | http://purl.allotrope.org/ontologies/result#AFR_0000263
nuclear magnetic resonance spectrum data cube | NMR spectrum data cube |  | result | Nuclear magnetic resonance spectrum data cube is a data cube that is a representation of a nuclear magnetic resonance spectrum. [Allotrope] |  |  |  |  | http://purl.allotrope.org/ontologies/result#AFR_0002416
nuclear particle |  |  |  | A nuclear particle is a nucleus or any of its constituents in any of their energy states. [CHEBI] |  |  |  | subatomic particle | http://purl.obolibrary.org/obo/CHEBI_36347
nucleon |  |  |  | A nucleon is either a proton or a neutron. [Wikipedia] |  | https://en.wikipedia.org/wiki/Nucleon |  | baryon | http://purl.obolibrary.org/obo/CHEBI_33253
nucleus |  |  | material | The positively charged central portion of an atom, excluding the orbital electrons. [IUPAC] |  | PAC, 1982, 54, 1533 (Glossary of terms used in nuclear analytical chemistry (Provisional)) |  | nuclear particle | http://purl.allotrope.org/ontologies/material#AFM_0000226
nucleus scan type |  |  | result | A nucleus scan type is a classification datum classifying the nucleus/nuclei used in the magnetic resonance method. [Allotrope] |  |  |  |  | http://purl.allotrope.org/ontologies/result#AFR_0002137
number concentration | number concentration (datum); number concentration result; amount concentration |  | result | A number concentration (datum) is a quantification facet that quantifies a concentration defined as the number of entities of a constituent in a mixture divided by the volume of the mixture. [Allotrope] |  | https://en.wikipedia.org/wiki/Number_density |  | concentration | http://purl.allotrope.org/ontologies/result#AFR_0002935
number concentration | number concentration (datum); number concentration result; amount concentration |  | result | A number concentration (datum) is a quantification facet that quantifies a concentration defined as the number of entities of a constituent in a mixture divided by the volume of the mixture. [Allotrope] |  | Green Book, 2nd ed.: IUPAC Quantities, Units and Symbols in Physical Chemistry. Second Edition, Blackwell Scientific Publications, Oxford, 1993. |  | concentration | http://purl.allotrope.org/ontologies/result#AFR_0002935
number concentration (quality) | number concentration |  | quality | Number concentration is a concentration defined by number of entities of a constituent in a mixture divided by the volume of the mixture. [IUPAC] |  | Green Book, 2nd ed.: IUPAC Quantities, Units and Symbols in Physical Chemistry. Second Edition, Blackwell Scientific Publications, Oxford, 1993. |  | concentration (quality) | http://purl.allotrope.org/ontologies/quality#AFQ_0000176
number concentration (quality) | number concentration |  | quality | Number concentration is a concentration defined by number of entities of a constituent in a mixture divided by the volume of the mixture. [IUPAC] |  | PAC, 1996, 68, 957 (Glossary of terms in quantities and units in Clinical Chemistry (IUPAC-IFCC Recommendations 1996)) |  | concentration (quality) | http://purl.allotrope.org/ontologies/quality#AFQ_0000176
number density |  |  | quality | Number density is a quality of the amount of countable objects per units size. [Allotrope] |  | https://en.wikipedia.org/wiki/Number_density |  |  | http://purl.allotrope.org/ontologies/quality#AFQ_0000180
number density measurement |  |  | process | A measuring that targets the number density. [Allotrope] |  |  |  | measuring | http://purl.allotrope.org/ontologies/process#AFP_0003627
number of averages |  |  | result | The number of averages is the number of individual values taken for calculating a mean value. [Allotrope] |  |  |  |  | http://purl.allotrope.org/ontologies/result#AFR_0001672
number of measurement averages |  |  | result | The number of measurement averages is the number of averages of sub measurement results taken to produce an average measurement result. [Allotrope] |  |  |  | number of averages | http://purl.allotrope.org/ontologies/result#AFR_0001673
number of sampled points |  |  | result | The number of points is the total number of points sampled during a measurement. [Allotrope] |  |  | In a spectrum, the number of points is the total number of peak positions.; number of quick slope points in UV/VIS | size | http://purl.allotrope.org/ontologies/result#AFR_0000956
number of theoretical plates (chromatography) | number of theoretical plates |  | result | A chromatography peak facet that measures the amount of band broadening that occurs during the separation and thus the efficiency of the chromatographic system. [Allotrope] |  |  |  | chromatography peak facet | http://purl.allotrope.org/ontologies/result#AFR_0001239
number of theoretical plates by peak width at half height | number of theoretical plates by EP method; number of theoretical plates by JP method |  | result | The number of theoretical plates calculated based on the peak width measured at half height. [Allotrope] |  |  |  | number of theoretical plates (chromatography) | http://purl.allotrope.org/ontologies/result#AFR_0001241
number of theoretical plates by peak width at half height (JP14) | number of theoretical plates by JP14 method |  | result | The number of theoretical plates calculated based on the peak width measured at half height, adjusted to use 5.55 as the square of the standard deviation in accordance with JP14. [Allotrope] | Japanese Pharmacopeia previously required use of a different constant value to the one currently used in alignment with European Pharmacopeia for the square of the standard deviation in this method. This term represents results calculated using that alternate constant value. |  |  | number of theoretical plates (chromatography) | http://purl.allotrope.org/ontologies/result#AFR_0002807
number of theoretical plates by tangent method | number of theoretical plates by USP method; number of theoretical plates by ASTM |  | result | The number of theoretical plates calculated based on the peak width measured at the baseline. [Allotrope] |  |  |  | number of theoretical plates (chromatography) | http://purl.allotrope.org/ontologies/result#AFR_0001240
number of theoretical plates measured at 13.4 % of peak height | number of theoretical plates measured at 13.4 percent of peak height; number of theoretical plates measured at 13.4% of peak height |  | result | The number of theoretical plates calculated by the peak width at 13.4 % of peak height (4 sigma for a gaussian peak). [Allotrope] |  |  |  | number of theoretical plates (chromatography) | http://purl.allotrope.org/ontologies/result#AFR_0002782
number of theoretical plates measured at 32.4 % of peak height | number of theoretical plates measured at 32.4 percent of peak height; number of theoretical plates measured at 32.4% of peak height |  | result | The number of theoretical plates calculated by the peak width at 32.4 % of peak height (3 sigma for a gaussian peak). [Allotrope] |  |  |  | number of theoretical plates (chromatography) | http://purl.allotrope.org/ontologies/result#AFR_0002781
number of theoretical plates measured at 4.4 % of peak height | number of theoretical plates measured at 4.4 percent of peak height; number of theoretical plates measured at 4.4% of peak height |  | result | The number of theoretical plates calculated by the peak width at 4.4 % of peak height (5 sigma for a gaussian peak). [Allotrope] |  |  |  | number of theoretical plates (chromatography) | http://purl.allotrope.org/ontologies/result#AFR_0002783
number of theoretical plates measured at 60.7 % of peak height | number of theoretical plates measured at 60.7% of peak height; number of theoretical plates measured at 60.7 percent of peak height |  | result | The number of theoretical plates calculated by the peak width at 60.7 % of peak height (2 sigma for a gaussian peak). [Allotrope] |  |  |  | number of theoretical plates (chromatography) | http://purl.allotrope.org/ontologies/result#AFR_0002780
numerator |  |  | role | Numerator is the conceptual role of a scalar that indicates the number which is to be divided into equal parts. [Allotrope] |  |  |  | term mathematical role | http://purl.allotrope.org/ontologies/role#AFRL_0000014
object |  |  |  | B is an object means: b is a material entity which manifests causal unity of one or other of the types causal unities and is of a type (a material universal) instances of which are maximal relative to this criterion of causal unity. To say that b is causally unified means: b is a material entity which is such that its material parts are tied together in such a way that, in environments typical for entities of the type in question,if c, a continuant part of b that is in the interior of b at t, is larger than a certain threshold size (which will be determined differently from case to case, depending on factors such as porosity of external cover) and is moved in space to be at t at a location on the exterior of the spatial region that had been occupied by b at t, then either b’s other parts will be moved in coordinated fashion or b will be damaged (be affected, for example, by breakage or tearing) in the interval between t and t. [BFO] |  |  | planet; grain of sand; organelle; molecule; atom; organism; solid portions of matter; engineered artifacts; cells and organisms; cell; star | material entity | http://purl.obolibrary.org/obo/BFO_0000030
object aggregate |  |  |  | B is an object aggregate means: b is a material entity consisting exactly of a plurality of objects as member parts at all times at which b exists. [BFO] |  |  | an organization is an aggregate whose member parts have roles of specific types (for example in a jazz band, a chess club, a football team); a symphony orchestra; a collection of cells in a blood biobank.; a swarm of bees is an aggregate of members who are linked together through natural bonds; the aggregate of bearings in a constant velocity axle joint; the nitrogen atoms in the atmosphere; defined via attributive delimitations such as: the patients in this hospital; the aggregate of blood cells in your body; defined by fiat: the aggregate of members of an organization; defined through physical containment: the aggregate of molecules of carbon dioxide in a sealed container; the restaurants in Palo Alto; defined through physical attachment: the aggregate of atoms in a lump of granite; your collection of Meissen ceramic plates. | material entity | http://purl.obolibrary.org/obo/BFO_0000027
objective role | objective |  | role | Objective role is the contextual role of an information object that describes an intent or purpose which is a situation at the process end point. [Allotrope] |  |  |  | directive purpose | http://purl.allotrope.org/ontologies/role#AFRL_0000015
objective specification | goal specification |  |  | A directive information entity that describes an intended process endpoint. When part of a plan specification the concretization is realized in a planned process in which the bearer tries to effect the world so that the process endpoint is achieved. [IAO] |  |  | In the protocol of a ChIP assay the objective specification says to identify protein and DNA interaction. | specification | http://purl.obolibrary.org/obo/IAO_0000005
observation |  |  | result | An observation is a description of a portion of reality that has been observed during an observing process. [Allotrope] |  |  |  | description | http://purl.allotrope.org/ontologies/result#AFR_0000955
observation device |  |  | equipment | An observation device is a device that has the function to observe something. [Allotrope] |  |  |  | device | http://purl.allotrope.org/ontologies/equipment#AFE_0002242
observing | sensing; observation |  | process | Observation is the active acquisition of information from a primary source. In living beings, observation employs the senses. [Wikipedia] |  |  |  | producing | http://purl.allotrope.org/ontologies/process#AFP_0003305
occurrent |  |  |  | An occurrent is an entity that unfolds itself in time or it is the instantaneous boundary of such an entity (for example a beginning or an ending) or it is a temporal or spatiotemporal region which such an entity occupies a temporal region or occupies a spatiotemporal region. [BFO] |  |  |  | entity | http://purl.obolibrary.org/obo/BFO_0000003
on-column injector |  |  | equipment | A device which directly introduces the sample into the mobile-phase stream. [IUPAC] |  | L.S. Ettre, "Nomenclature for Chromatography", Pure & Appl. Chem. 1993, Vol. 65, No. 4, pp. 819-872 |  |  | http://purl.allotrope.org/ontologies/equipment#AFE_0001799
one of condition | xor condition; exclusive or condition; one of; xor |  | common | A one of condition is a collection of conditions that is valid if exactly one of its condition items is valid. [Allotrope] |  |  |  | condition | http://purl.allotrope.org/ontologies/common#AFC_0000093
one-dimensional continuant fiat boundary | 1D continuant fiat boundary |  |  | A one-dimensional continuant fiat boundary is a continuous fiat line whose location is defined in relation to some material entity. [BFO] |  |  | the line separating the outer surface of the mucosa of the lower lip from the outer surface of the skin of the chin.; the median sulcus of your tongue; all lines of latitude and longitude; all geopolitical boundaries; The Equator | continuant fiat boundary | http://purl.obolibrary.org/obo/BFO_0000142
one-dimensional spatial region | 1D spatial region |  |  | A one-dimensional spatial region is a line or aggregate of lines stretching from one point in space to another. [BFO] |  |  | an edge of a cube-shaped portion of space. | spatial region | http://purl.obolibrary.org/obo/BFO_0000026
one-dimensional temporal region | 1D-temporal region |  |  | A one-dimensional temporal region is a temporal region that is extended. [BFO] |  |  | the temporal region during which a process occurs. | temporal region | http://purl.obolibrary.org/obo/BFO_0000038
online account identifier | online account ID; online account id |  | result | An account that is accessible via remote access. [Allotrope] |  |  |  | account identifier | http://purl.allotrope.org/ontologies/result#AFR_0001484
open chromatographic bed |  |  | equipment | A piece of apparatus that is planar and is or hosts the stationary bed in chromatography. [CHMO] |  |  |  |  | http://purl.allotrope.org/ontologies/equipment#AFE_0000158
open-tubular column |  |  | equipment | A chromatography column in which either the inner tube wall or a liquid or active solid held stationary on the tube wall acts as the stationary phase and there is an open, unrestricted path for the mobile phase. [CHMO] |  |  |  |  | http://purl.allotrope.org/ontologies/equipment#AFE_0000691
operand role | operand |  | role | The role of a participant that is being changed in the process (passive participant) from an input state to an output state. [Allotrope] |  | Hubka, Eder, Ernst, Design Science, Springer, 1996 |  |  | http://purl.allotrope.org/ontologies/role#AFRL_0000167
operating maximum | upper operating limit |  | role | An operating maximum is the contextual role of a description or specification of an upper bound of quality of a system or environment during the operation of the system. [Allotrope] |  |  |  | operating range | http://purl.allotrope.org/ontologies/role#AFRL_0000016
operating minimum | lower operating limit |  | role | An operating minimum is the contextual role of a description or specification of a lower bound of quality of a system or environment during the operation of the system. [Allotrope] |  |  |  | operating range | http://purl.allotrope.org/ontologies/role#AFRL_0000504
operating range |  |  | role | An operating range is the contextual role of a description or specification about a operating situation (qualities of a system or its environment) during the normal operation of the system. [Allotrope] |  |  |  |  | http://purl.allotrope.org/ontologies/role#AFRL_0000017
operational situation | operation |  | realizable | The situation when a device is performing its intended function. [Allotrope] |  |  |  | situation | http://purl.allotrope.org/ontologies/realizable#AFRE_0000006
operator |  |  | audit | The operator is an agent role in an audit trail. [Allotrope] |  |  |  | contributor | http://purl.allotrope.org/ontologies/audit#Operator
operator role | operator |  | role | Operator is the role of a person which controls or uses a device in an agent role. [Allotrope] |  |  |  |  | http://purl.allotrope.org/ontologies/role#AFRL_0000287
optical density measurement | optical densitometry; OD measurement; O.D. measurement; optical densiometry |  | process | The measurement of the light transmitted through a sample for a given wavelength. [CHMO] |  |  |  | measuring | http://purl.allotrope.org/ontologies/process#AFP_0000080
optical device |  |  | equipment | An optical device is a device that creates, manipulates, or measures electromagnetic radiation. [Wikipedia] |  |  |  |  | http://purl.allotrope.org/ontologies/equipment#AFE_0001745
optical extinction spectrum | optical transmission spectrum |  | result | A plot of extinction (or transmittance) vs. wavelength (or wavenumber) obtained by measuring the amount of radiation transmitted through a sample as a function of the wavelength of the incident radiation. Optical extinction spectra can also be derived theoretically. [CHMO] |  |  |  | data distribution function | http://purl.allotrope.org/ontologies/result#AFR_0000284
optical microscope | light microscope |  | equipment | An optical microscope is a microscope that is consisting of an eyepiece, an objective lens, object turret, stage, and light source, which collects electromagnetic radiation in the visible range. [CHMO] |  |  |  | microscope | http://purl.allotrope.org/ontologies/equipment#AFE_0000129
optical microscopy | OM; light microscopy |  | process | A type of microscopy where the specimen is illuminated with visible light and a system of lenses is used to produce an image. [CHMO] |  |  |  | microscopy | http://purl.allotrope.org/ontologies/process#AFP_0001404
optical quality |  |  |  | An EM radiation quality in which the EM radiation is within the fiat range of the spectrum visible deemed to be light. [PATO] |  |  |  | electromagnetic radiation quality | http://purl.obolibrary.org/obo/PATO_0001300
optical spectrometer |  |  | equipment | A piece of apparatus used to measure a spectrum by illumination with light. [Allotrope] |  |  |  |  | http://purl.allotrope.org/ontologies/equipment#AFE_0000466
optical velocity setting |  |  | result | An optical velocity setting is a setting that specifies the velocity of the moving mirror during the run. [Allotrope] |  |  |  |  | http://purl.allotrope.org/ontologies/result#AFR_0002251
or condition | or |  | common | An or condition is a collection of conditions that is valid if at least one of its condition items is valid. [Allotrope] |  |  |  | condition | http://purl.allotrope.org/ontologies/common#AFC_0000092
order |  |  | result | An order facet adds information of the ordering of some information in an aggregation of information. [Allotrope] |  |  |  | facet | http://purl.allotrope.org/ontologies/result#AFR_0000932
order one parameter |  |  | result | Order one parameter is a calibration curve parameter that specifies the first order algorithmic parameter for defining calibration regression. [Allotrope] |  |  |  | calibration curve parameter | http://purl.allotrope.org/ontologies/result#AFR_0001942
order three parameter |  |  | result | Order three parameter is a calibration curve parameter that specifies the third order algorithmic parameter for defining calibration regression. [Allotrope] |  |  |  | calibration curve parameter | http://purl.allotrope.org/ontologies/result#AFR_0001944
order two parameter |  |  | result | Order two parameter is a calibration curve parameter that specifies the second order algorithmic parameter for defining calibration regression. [Allotrope] |  |  |  | calibration curve parameter | http://purl.allotrope.org/ontologies/result#AFR_0001943
order zero parameter |  |  | result | Order zero parameter is a calibration curve parameter that specifies the zeroth order algorithmic parameter for defining calibration regression. [Allotrope] |  |  |  | calibration curve parameter | http://purl.allotrope.org/ontologies/result#AFR_0001941
ordered member |  |  | role | Ordered member is a member role that has an ordering within the collection. [Allotrope] |  |  |  | member role | http://purl.allotrope.org/ontologies/role#AFRL_0000170
ordering data |  |  | process | Ordering data is the process of arranging data items systematically. [Allotrope] |  |  |  | data transformation | http://purl.allotrope.org/ontologies/process#AFP_0003582
ordering role |  |  | role | An ordering role is a contextual role of an information content entity in the scope of some sequence. [Allotrope] |  |  |  | contextual role | http://purl.allotrope.org/ontologies/role#AFRL_0000471
ordinal scale |  |  | result | A classification of measurement that introduces equality and rank-ordering. [Allotrope] |  |  |  | level of measurement | http://purl.allotrope.org/ontologies/result#AFR_0000910
organism |  |  |  | A material entity that is an individual living system, such as animal, plant, bacteria or virus, that is capable of replicating or reproducing, growth and maintenance in the right environment. An organism may be unicellular or made up, like humans, of many billions of cells divided into specialized tissues and organs. [OBI] |  |  |  | natural material | http://purl.obolibrary.org/obo/OBI_0100026
organismal quality |  |  |  | A quality that inheres in an entire organism or part of an organism. [PATO] |  |  |  |  | http://purl.obolibrary.org/obo/PATO_0001995
organization |  |  | material | A collection of people organized together into a community or other social, commercial or political structure. The group has some common purpose or reason for existence which goes beyond the set of people belonging to it and can act as an agent. [W3C ORG] |  |  |  |  | http://purl.allotrope.org/ontologies/material#AFM_0001085
organizational entity |  |  | material | An organizational entity is a person, group or organization that is defined by some social contract between humans. [Allotrope] |  |  |  |  | http://purl.allotrope.org/ontologies/material#AFM_0001090
organizational unit |  |  | material | An organization such as a department or support unit which is part of some larger organization and only has full recognition within the context of that organization. In particular the unit would not be regarded as a legal entity in its own right. [W3C ORG] |  |  |  | organization | http://purl.allotrope.org/ontologies/material#AFM_0001087
origin datum | origin; origin role |  | role | Origin is the contextual role of an information object that is about the spatio-temporal location at the beginning of a process that changes it. [Allotrope] |  |  |  | spatio-temporal role | http://purl.allotrope.org/ontologies/role#AFRL_0000247
origin role | origin; origin site |  | role | Origin role is the localization role of a site where the localized object is at the start of the localization process. [Allotrope] |  |  |  | localization role | http://purl.allotrope.org/ontologies/role#AFRL_0000452
osmolality | osmolality (datum) |  | result | A osmolality (datum) is a quantity facet that quantifies some osmolality. [Allotrope] |  |  |  | quality quantification facet | http://purl.allotrope.org/ontologies/result#AFR_0001586
osmolality (quality) | osmolality |  |  | A concentration quality inhering in a bearer by virtue of the bearer's amount of osmoles of solute per kilogram of solvent. [PATO] |  |  |  | chemical substance quality | http://purl.obolibrary.org/obo/PATO_0002027
osmometry | osometry |  | process | The measurement of the osmotic strength of a substance which often used to determine its molecular weight. [CHMO] |  |  |  | measuring | http://purl.allotrope.org/ontologies/process#AFP_0000620
out port | outlet |  | equipment | An out port is a port in a device where material is flowing out of the system boundary. [Allotrope] |  |  |  | port | http://purl.allotrope.org/ontologies/equipment#AFE_0002191
out-port role | source |  | role | A role of a site where material or energy is outgoing from the component. [Allotrope] |  |  |  | port role | http://purl.allotrope.org/ontologies/role#AFRL_0000147
output role | output; product; product role |  | role | A general role if its bearer is the output of the process that realizes the role. The bearer exists at the end of the process but not necessarily at its beginning. [Allotrope] |  | Sowa, Knowledge Representation, Brooks Cole Publishing Co., 2000 |  |  | http://purl.allotrope.org/ontologies/role#AFRL_0000018
output role | output; product; product role |  | role | A general role if its bearer is the output of the process that realizes the role. The bearer exists at the end of the process but not necessarily at its beginning. [Allotrope] |  | http://www.jfsowa.com/ontology/thematic.htm |  |  | http://purl.allotrope.org/ontologies/role#AFRL_0000018
oven | heater; furnace |  | equipment | An oven is a device for heating an enclosed space. [Allotrope] |  |  |  | heating device | http://purl.allotrope.org/ontologies/equipment#AFE_0000816
overhead stirrer | stirring rod |  | equipment | An overhead stirrer is a stirrer that is made up of a stirring rod with a paddle, anchor or propeller end that is driven by an overhead motor on a stand. [Allotrope] |  |  |  |  | http://purl.allotrope.org/ontologies/equipment#AFE_0000139
overhead stirring |  |  | process | Overhead stirring is stirring that is achieved by rotating a stirring rod with a paddle, anchor or propeller end by an overhead motor in a solution. [Allotrope] |  |  |  |  | http://purl.allotrope.org/ontologies/process#AFP_0003749
overhead stirring rate profile | overhead stirring rate profile result |  | result | An overhead stirring rate profile is a profile that quantifies the stirring rate of the stirring process using an overhead stirrer. [Allotrope] |  |  |  | stirring rate profile | http://purl.allotrope.org/ontologies/result#AFR_0002055
overlay of scans |  |  | result | An overlay of scans is a graphic overlay of generated spectra for comparison. [Allotrope] |  |  |  | assay result | http://purl.allotrope.org/ontologies/result#AFR_0000774
oxidant role | oxidizer; oxidant; oxidizing agent; oxidizer role |  | role | An oxidant role is a chemical reactant role whereby the substance removes electrons from another reactant in a redox reaction. [Allotrope] |  |  |  | reactant role | http://purl.allotrope.org/ontologies/role#AFRL_0000479
oxidation-reduction titration | redox titration; oxidation-reduction titration |  | process | Oxidation-reduction titration is the process of determining the quantity of a sample by monitoring a redox process until the endpoint, at which essentially all of the sample has reacted, is reached. [CHMO] |  |  |  |  | http://purl.allotrope.org/ontologies/process#AFP_0001292
oximetry |  |  | process | Any technique used to measure the levels of oxygen in a sample. [CHMO] |  |  |  | quantitative analysis assay | http://purl.allotrope.org/ontologies/process#AFP_0002216
oximetry spectrum | oximetry data; oximetry spectra; oximetric data |  | result | A plot of % oxygen vs. time, measured during a process where oxygen is consumed or evolved. [CHMO] |  |  |  | data distribution function | http://purl.allotrope.org/ontologies/result#AFR_0000323
oxygen gas | oxygen |  | material | Oxygen gas is a gas that is composed of dioxygen molecules. [Allotrope] |  |  |  | gas | http://purl.allotrope.org/ontologies/material#AFM_0001113
oxygen saturation | O2 saturation |  | result | An oxygen saturation is a ratio of the partial pressure of oxygen to the barometric pressure, expressed as a percentage. [Allotrope] |  |  |  |  | http://purl.allotrope.org/ontologies/result#AFR_0002922
ozone (molecule) |  |  |  | An elemental molecule with formula O3. [CHEBI] |  |  |  | molecule | http://purl.obolibrary.org/obo/CHEBI_25812
ozone gas | ozone |  | material | Ozone gas is a gas that is composed of ozone molecules. [Allotrope] |  |  |  | gas | http://purl.allotrope.org/ontologies/material#AFM_0001126
pCO2 | partial pressure of carbon dioxide |  | result | pCO2 is a partial pressure that quantifies the partial pressure of carbon dioxide dissolved in solution. [Allotrope] |  |  |  |  | http://purl.allotrope.org/ontologies/result#AFR_0002923
pCO2 (bga) | partial pressure of carbon dioxide; pCO2 |  | result | pCO2 is a blood gas result datum that quantifies the partial pressure of carbon dioxide dissolved in solution. [Allotrope] |  |  |  | blood gas analysis result datum | http://purl.allotrope.org/ontologies/result#AFR_0001140
pCO2 (quality) | partial pressure of carbon dioxide |  | quality | pCO2 is the partial pressure of carbon dioxide dissolved in a solution. [Allotrope] |  |  |  | partial pressure (quality) | http://purl.allotrope.org/ontologies/quality#AFQ_0000196
pH | pH (datum); pondus hydrogenii |  | result | pH (datum) is a quantity facet that quantifies the acidity or basicity of an aqueous solution, defined as the decadic logarithm of the reciprocal activity of hydrogen ions. [Allotrope] |  |  |  | quality quantification facet | http://purl.allotrope.org/ontologies/result#AFR_0001142
pH (quality) | pH |  |  | A concentration quality inhering in a bearer by virtue of the bearer's containing acid (hydrogen ions). [PATO] |  |  |  | chemical substance quality | http://purl.obolibrary.org/obo/PATO_0001842
pH calibration slope |  |  | result | A pH calibration slope is an assay result determined by the ratio of the slope of a pH calibration to the theoretical maximum, expressed as a percentage. [Allotrope] |  |  |  |  | http://purl.allotrope.org/ontologies/result#AFR_0002339
pH data cube |  |  | result | A pH data cube is a data cube that represents the pH of a material over time. [Allotrope] |  |  |  |  | http://purl.allotrope.org/ontologies/result#AFR_0002340
pH measurement | measurement of pH; pH sensing; sensing of pH |  | process | The measurement of pH is the negative logarithm to base ten of the hydrogen ion activity in a solution, this measures the degree of acidity or alkalinity. Operationally the pH of a solution X, pH(X), is measured relative to that of a standard reference solution, pH(S), and defined as pH(X) = pH(S) - (E(X) - E(S))/(RT/F)ln 10, where E(X) and E(S) are the electromotive forces measured in cells containing the solution X and the reference solution respectively. [CHMO] |  |  |  | measuring | http://purl.allotrope.org/ontologies/process#AFP_0001861
pH monitoring aggregate document |  |  | result | A pH monitoring aggregate document is a document that aggregates pH monitoring documents. [Allotrope] |  |  |  |  | http://purl.allotrope.org/ontologies/result#AFR_0002960
pH monitoring document |  |  | result | A pH monitoring document is a document that encompasses the information associated with a pH measurement. [Allotrope] |  |  |  |  | http://purl.allotrope.org/ontologies/result#AFR_0002961
pH process profile | pH profile |  | process | A pH process profile is a quality process profile that tracks some pH. [Allotrope] |  |  |  |  | http://purl.allotrope.org/ontologies/process#AFP_0003798
pH profile | pH profile result |  | result | A pH profile is a profile that quantifies the pH of a material entity over time. [Allotrope] |  |  |  | profile | http://purl.allotrope.org/ontologies/result#AFR_0002337
pO2 | partial pressure of oxygen |  | result | pO2 is a partial pressure that quantifies the partial pressure of oxygen gas dissolved in solution. [Allotrope] |  |  |  |  | http://purl.allotrope.org/ontologies/result#AFR_0002924
pO2 (bga) | partial pressure of oxygen; pO2 |  | result | pO2 is a blood gas result datum that quantifies the partial pressure of oxygen gas dissolved in the blood. [Allotrope] |  |  |  | blood gas analysis result datum | http://purl.allotrope.org/ontologies/result#AFR_0001141
pO2 (quality) | partial pressure of oxygen |  | quality | pO2 is the partial pressure of oxygen gas dissolved in a solution. [Allotrope] |  |  |  | partial pressure (quality) | http://purl.allotrope.org/ontologies/quality#AFQ_0000195
packed column |  |  | equipment | A chromatography column that contains a solid packing. [CHMO] |  |  |  |  | http://purl.allotrope.org/ontologies/equipment#AFE_0000692
packed injection |  |  | process | Packed injection is a GC injection type whereby all of the volatilized sample is swept onto the GC column. [Allotrope] |  |  |  | gas chromatography injection | http://purl.allotrope.org/ontologies/process#AFP_0003686
packed injector |  |  | equipment | A packed injector is a GC injector device in which the entire sample aliquot is vaporized and directly introduced onto the column. [Allotrope] |  |  |  | gas chromatograph inlet | http://purl.allotrope.org/ontologies/equipment#AFE_0002201
packing |  |  | process | Packing is the process of transferring an object into a container as a densely packed phase. [Allotrope] |  |  | packing a column with the solid phase; packing a sample into a ssNMR rotor | transferring | http://purl.allotrope.org/ontologies/process#AFP_0002792
pan |  |  | equipment | A pan is a flat container. [Allotrope] |  |  |  | container | http://purl.allotrope.org/ontologies/equipment#AFE_0001623
parallel procedure specification |  |  | result | A parallel procedure specification is a procedure specification having a set of activity specifications, that are to be realized in parallel. [Allotrope] |  |  |  | procedure specification | http://purl.allotrope.org/ontologies/result#AFR_0001557
parameter (math) | parameter; parameter (mathematics) |  | role | A parameter is the contextual role of a datum that is not explicitly varied in a mathematical function or during data processing. [Allotrope] |  |  |  | mathematical role | http://purl.allotrope.org/ontologies/role#AFRL_0000478
parameter role | process parameter; parameter; parameter (process) |  | role | Parameter role is a data input role that is about some useful or critical characteristic of a particular system, for the purpose of identification, controlling, or evaluating the performance, status or conditions in the process. [Allotrope] |  | https://en.wikipedia.org/wiki/Parameter |  | data input role | http://purl.allotrope.org/ontologies/role#AFRL_0000019
parameter specification |  |  | result | A participant specification which specifies an information object that has the contextual role of a parameter in the realized process. [Allotrope] |  |  | A parameter specification can include a formal name, a datatype, a shape or range of values if the parameter is a datum. | participant specification | http://purl.allotrope.org/ontologies/result#AFR_0000977
part number |  |  | result | The part number is a model number of a class of device parts, specified by the device manufacturer. [Allotrope] |  |  |  | model number | http://purl.allotrope.org/ontologies/result#AFR_0001681
part specification |  |  | result | A part specification is a specification about parthood. Targets of this specifications are parts of some whole. [Allotrope] |  |  |  | specification | http://purl.allotrope.org/ontologies/result#AFR_0001636
partial pressure | partial pressure (datum); partial pressure result |  | result | A partial pressure (datum) is a quality quantification facet that quantifies the notional pressure of a gas in a mixture of gases, if it alone occupied the entire volume of the original mixture at the same temperature. [Allotrope] |  |  |  | pressure | http://purl.allotrope.org/ontologies/result#AFR_0002198
partial pressure (quality) | partial pressure |  | quality | Partial pressure is the notional pressure of a gas in a mixture of gases, if it alone occupied the entire volume of the original mixture at the same temperature. [Wikipedia] |  | https://en.wikipedia.org/wiki/Partial_pressure |  | pressure (quality) | http://purl.allotrope.org/ontologies/quality#AFQ_0000208
partial pressure (quality) | partial pressure |  | quality | Partial pressure is the notional pressure of a gas in a mixture of gases, if it alone occupied the entire volume of the original mixture at the same temperature. [Wikipedia] |  | Green Book, 2nd ed.: IUPAC Quantities, Units and Symbols in Physical Chemistry. Second Edition, Blackwell Scientific Publications, Oxford, 1993. |  | pressure (quality) | http://purl.allotrope.org/ontologies/quality#AFQ_0000208
partial pressure (quality) | partial pressure |  | quality | Partial pressure is the notional pressure of a gas in a mixture of gases, if it alone occupied the entire volume of the original mixture at the same temperature. [Wikipedia] |  | PAC, 1994, 66, 533 (Standard quantities in chemical thermodynamics. Fugacities, activities and equilibrium constants for pure and mixed phases (IUPAC Recommendations 1994)) |  | pressure (quality) | http://purl.allotrope.org/ontologies/quality#AFQ_0000208
participant specification |  |  | result | A specification that is part of some action specification that specifies some continuant that when the concretized action is realized becomes a participant playing some (contextual) role in the process. [Allotrope] |  |  |  | specification | http://purl.allotrope.org/ontologies/result#AFR_0001005
particle (physics) | particle |  | material | A particle in the physical sciences is a small localized object to which can be ascribed physical properties. [Wikipedia] |  | https://en.wikipedia.org/wiki/Particle |  |  | http://purl.allotrope.org/ontologies/material#AFM_0000435
particle density (quality) |  |  | quality | Particle density is the number density of a population of particles. [Allotrope] |  |  |  | number density | http://purl.allotrope.org/ontologies/quality#AFQ_0000327
particle refractive index setting | particle refractive index parameter |  | result | A particle refractive index setting is a setting that specifies the refractive index of a particle used in calculating the particle size. [Allotrope] |  |  |  |  | http://purl.allotrope.org/ontologies/result#AFR_0002188
particle shape (quality) | particle shape |  | quality | A particle shape is a shape quality of a particle. [Allotrope] |  |  |  |  | http://purl.allotrope.org/ontologies/quality#AFQ_0000311
particle shape characterization | particle shape |  | result | A particle shape characterization is a classification datum that classifies the shape of particles. [Allotrope] |  |  |  |  | http://purl.allotrope.org/ontologies/result#AFR_0002134
particle shape setting | particle shape setting |  | result | A particle shape setting is a setting that specifies the particle shape used in calculating the particle size. [Allotrope] |  |  |  |  | http://purl.allotrope.org/ontologies/result#AFR_0002189
particle size | particle size (datum) |  | result | Particle size (datum) is a size datum that quantifies the dimensions of an individual particle. [Allotrope] |  |  |  | size (datum) | http://purl.allotrope.org/ontologies/result#AFR_0002027
particle size (quality) | particle size; granularity (material) |  | quality | Quality of an independent continuant which describes the dimensions of an individual particle. [Allotrope] |  |  |  |  | http://purl.allotrope.org/ontologies/quality#AFQ_0000026
particle size above one micrometer |  |  | quality | A particle size above one micrometer is a determinate quality of particle size that has a determinate magnitude of greater that one micrometer. Magnitude of particle size can be measured in different ways such as based on diameter of spherical objects. [Allotrope] |  |  |  | particle size (quality) | http://purl.allotrope.org/ontologies/quality#AFQ_0000121
particle sizing | particle size measurement; particle size analysis |  | process | Particle sizing is an experimental method for the investigation of particle sizes in a sample. [Allotrope] |  |  |  | measuring | http://purl.allotrope.org/ontologies/process#AFP_0002716
particle sizing result |  |  | result | A particle sizing result is the outcome of a process of particle sizing. [Allotrope] |  |  |  | assay result | http://purl.allotrope.org/ontologies/result#AFR_0000745
particulate phase |  |  | role | Particulate phase role is the role of the particles dispersed in a gel, sol or aerosol. [NIST, Allotrope] |  |  |  | dispersed phase role | http://purl.allotrope.org/ontologies/role#AFRL_0000347
partition |  |  | result | A partition is a collection that is an aggregate part of a larger collection. Each member of the partition is also a member of the larger collection. [Allotrope] |  |  |  | collection | http://purl.allotrope.org/ontologies/result#AFR_0001211
partition chromatography |  |  | process | Chromatography in which separation is based mainly on differences between the solubility of the sample components in the stationary phase (gas chromatography), or on differences between the solubilities of the components in the mobile and stationary phases (liquid chromatography). [CHMO] |  |  |  |  | http://purl.allotrope.org/ontologies/process#AFP_0000131
partitioning | distribution; distributing |  | process | A processing that causes a flow to break up into disconnected partitions. The individual bits are similar to each other and the undistributed material. [Allotrope] |  |  |  | branching | http://purl.allotrope.org/ontologies/process#AFP_0003403
passaging | subculturing |  | process | In biology, a subculture is a new cell or microbiological culture made by transferring some or all cells from a previous culture to fresh growth medium. This action is called subculturing or passaging the cells. Subculture is used to prolong the life and/or expand the number of cells or microorganisms in the culture. [Wikipedia] |  |  |  | transferring | http://purl.allotrope.org/ontologies/process#AFP_0002204
passive reference dye data cube |  |  | result | A passive reference dye data cube is a data cube that represents a plot of passive reference dye result against cycle. [Allotrope] |  |  |  |  | http://purl.allotrope.org/ontologies/result#AFR_0002912
passive reference dye role | passive reference dye |  | role | Passive reference dye role of a dye in a PCR experiment to provide a baseline for normalization of the fluorescence signal. [Allotrope] |  |  |  | PCR role | http://purl.allotrope.org/ontologies/role#AFRL_0000537
passive reference dye setting | passive reference dye |  | result | A passive reference dye setting is a setting that classifies the passive reference dye used in the PCR experiment. [Allotrope] |  |  |  | PCR setting | http://purl.allotrope.org/ontologies/result#AFR_0002234
pause command | wait command; pause; wait |  | result | A pause command is a process command that orders the procedural element to pause at the next programmed pause transition within its sequencing logic and await a resume command before proceeding. [Allotrope] |  |  |  | process command | http://purl.allotrope.org/ontologies/result#AFR_0001627
pause time |  |  | result | Pause time is a mass spectrometry system setting that specifies the time in between different ms event's measurement time to allow the instrument to equilibrate. [Allotrope] | Pause time applies to MRM or SIM events and does not apply to polarity switching time. [Allotrope] |  |  | mass spectrometry system setting | http://purl.allotrope.org/ontologies/result#AFR_0001945
paused state | is paused; paused |  | process | A paused state is a state during which a device or service waits for being resumed to continue a planned process. [Allotrope] |  |  |  | process state | http://purl.allotrope.org/ontologies/process#AFP_0003669
peak |  |  | result | A peak describes a part of a data distribution function at a definite range of the experimental parameter (independent variable) of the distribution function. This definition includes a single data point of the distribution function. [Allotrope] |  |  |  | description | http://purl.allotrope.org/ontologies/result#AFR_0000413
peak analysis |  |  | process | A peak analysis is a data transformation on a peak that analyzes peak facets. [Allotrope] |  |  |  | data transformation | http://purl.allotrope.org/ontologies/process#AFP_0003290
peak analyte amount |  |  | result | A peak facet that quantitates the amount of analyte attributed to the peak based on a calibration curve, response factor or other quantitative formula. [Allotrope] |  |  |  | peak facet | http://purl.allotrope.org/ontologies/result#AFR_0001171
peak area |  |  | result | A peak facet that quantitates the area enclosed by a peak and the selected baseline. [Allotrope] |  |  |  | peak facet | http://purl.allotrope.org/ontologies/result#AFR_0001073
peak assignment identifier |  |  | result | A peak assignment identifier is an identifier that identifies some material with the role of analyte that the peak is assigned to represent. [Allotrope] |  |  |  |  | http://purl.allotrope.org/ontologies/result#AFR_0002879
peak assignment target |  |  | result | The description of a chemical moiety or material that is assigned to a peak. [Allotrope] |  |  |  |  | http://purl.allotrope.org/ontologies/result#AFR_0000024
peak asymmetry |  |  | result | A peak facet that describes the deviation of the peak's distribution from symmetry about its mean. [Allotrope] |  |  |  | peak facet | http://purl.allotrope.org/ontologies/result#AFR_0001088
peak baseline end code |  |  | result | A peak facet that describes the peak end boundary with respect to the signal, integration determined signal baseline or a neighboring peak. [Allotrope] |  |  |  | peak facet | http://purl.allotrope.org/ontologies/result#AFR_0001183
peak baseline start code |  |  | result | A peak facet that describes the peak start boundary with respect to the signal, integration determined signal baseline or a neighboring peak. [Allotrope] |  |  |  | peak facet | http://purl.allotrope.org/ontologies/result#AFR_0001182
peak detection |  |  | process | Peak detection is a data transformation that finds peaks in a data distribution function. [Allotrope] |  |  |  | data transformation | http://purl.allotrope.org/ontologies/process#AFP_0003619
peak end |  |  | result | A peak facet that denotes the last value of the abscissa that belongs to the peak. [Allotrope] |  |  |  | peak facet | http://purl.allotrope.org/ontologies/result#AFR_0001180
peak end point |  |  | result | The peak start point is the data point of the peak with the largest abscissa value. [Allotrope] |  |  |  | peak point | http://purl.allotrope.org/ontologies/result#AFR_0001190
peak end setting (chromatography) | split peak; force split peak; peak end setting |  | result | Peak end setting is a data processing setting that sets the peak end to the value of the abscissa at the time indicated. [Allotrope] |  |  |  |  | http://purl.allotrope.org/ontologies/result#AFR_0001687
peak extremum point |  |  | result | The peak extremum point is the data point of the peak with the largest or smallest ordinate value. [Allotrope] |  |  |  | peak point | http://purl.allotrope.org/ontologies/result#AFR_0001202
peak facet |  |  | result | A facet that is part of a peak. [Allotrope] |  |  |  | facet | http://purl.allotrope.org/ontologies/result#AFR_0000947
peak group |  |  | result | A peak group is a user defined set of peaks for which summed peak facet data is expected. [Allotrope] |  |  | A common example is for alkanes such as heptanes. Often all of the isomers (C7H16, CH3CH2(CH3)C4H10, C2H5CH2(CH3)C3H8, CH3CH2(CH2CH3)C3H8, etc) are reported as a single value.; Sum of all peak areas in the group. | peak list | http://purl.allotrope.org/ontologies/result#AFR_0000231
peak group identifier |  |  | result | A peak group identifier is an identifier that identifiers some peak group. [Allotrope] |  |  |  | group identifier | http://purl.allotrope.org/ontologies/result#AFR_0002880
peak height |  |  | result | A peak facet that denotes the ordinate value of the peak apex offset by the baseline ascribed to the peak. [Allotrope] |  |  |  | peak facet | http://purl.allotrope.org/ontologies/result#AFR_0000948
peak height analysis |  |  | process | A peak analysis that determines the peak height following a specified algorithm. [Allotrope] |  |  |  | peak analysis | http://purl.allotrope.org/ontologies/process#AFP_0003570
peak identification | peak assignment; peak assigning |  | process | Peak identification is an assigning of a peak to an analyte or portion of an analyte of interest. [Allotrope] |  |  |  | assigning | http://purl.allotrope.org/ontologies/process#AFP_0003618
peak identifier | peak ID; peak id |  | result | A peak identifier is an identifier that identifies a peak. [Allotrope] |  |  |  |  | http://purl.allotrope.org/ontologies/result#AFR_0001164
peak index |  |  | result | A peak index is an index that denotes a peak in a list of peaks. [Allotrope] |  |  |  | index | http://purl.allotrope.org/ontologies/result#AFR_0001168
peak leading edge time at 5 % of peak height | peak leading edge time at 5 percent of peak height; peak leading edge time at 5% of peak height |  | result | The time or volume from the center point of a peak to its leading edge at 5 % of the peak height. [Allotrope] |  |  |  | chromatography peak facet | http://purl.allotrope.org/ontologies/result#AFR_0002788
peak list |  |  | result | Collection of peaks or peak groups for a specific purpose. [Allotrope] |  |  |  | description | http://purl.allotrope.org/ontologies/result#AFR_0000432
peak load force | peak load |  | result | A peak load force is a quality quantification facet quantifying the maximum force applied to a material during the run. [Allotrope] |  |  |  |  | http://purl.allotrope.org/ontologies/result#AFR_0002581
peak maximum point |  |  | result | The peak maximum point is the data point of the peak with the largest ordinate value. [Allotrope] |  |  |  |  | http://purl.allotrope.org/ontologies/result#AFR_0001191
peak maximum point |  |  | result | The peak maximum point is the data point of the peak with the largest ordinate value. [Allotrope] |  |  |  | peak extremum point | http://purl.allotrope.org/ontologies/result#AFR_0001191
peak minimum point |  |  | result | The peak minimum point is the data point of the peak with the smallest ordinate value. [Allotrope] |  |  |  | peak extremum point | http://purl.allotrope.org/ontologies/result#AFR_0001201
peak name |  |  | result | A peak name is a written name that denotes some peak. [Allotrope] |  |  |  | written name | http://purl.allotrope.org/ontologies/result#AFR_0001167
peak onset temperature | onset temperature; peak start temperature |  | result | Peak onset temperature is a thermal analysis peak facet that quantifies some temperature at the start of a thermal analysis peak. [Allotrope] |  |  |  | thermal analysis peak facet | http://purl.allotrope.org/ontologies/result#AFR_0001983
peak picking |  |  | process | Peak picking is a data transformation to convert profile spectral data into centroided spectral data. [Allotrope] |  |  |  | data transformation | http://purl.allotrope.org/ontologies/process#AFP_0000516
peak point |  |  | result | A peak point is a data point that is a member of a peak. [Allotrope] |  |  |  | data point | http://purl.allotrope.org/ontologies/result#AFR_0001186
peak polarity |  |  | result | A peak facet that indicates whether the response curve of the peak is above or below the signal baseline. [Allotrope] |  |  |  | peak facet | http://purl.allotrope.org/ontologies/result#AFR_0001173
peak position |  |  | result | A peak facet that denotes the abscissa value of the extrema (maxima or minima) attributed to the peak in a data description function. The extrema is often determined through a mathematical fitting of measurement signals to eliminate spurious extrema due to noise. [Allotrope] |  |  |  | peak facet | http://purl.allotrope.org/ontologies/result#AFR_0001074
peak resolution |  |  | result | A peak facet that measures the degree of separation between the peak and another specified peak. [Allotrope] |  |  |  | peak facet | http://purl.allotrope.org/ontologies/result#AFR_0001199
peak selectivity (chromatography) | peak selectivity |  | result | A chromatography peak facet that denotes the ratio of the peak's capacity factor to that of another specified peak. [Allotrope] |  |  |  | chromatography peak facet | http://purl.allotrope.org/ontologies/result#AFR_0001235
peak separation | peak resolution method; peak separation method; resolution measurement method |  | process | Peak separation is a data transformation that allows to distinguish between two peaks. [Allotrope] |  |  |  | data transformation | http://purl.allotrope.org/ontologies/process#AFP_0000979
peak slope at start | peak onset slope |  | result | A peak slope at start is a peak facet that denotes the slope of the baseline at the peak start. [Allotrope] |  |  |  | peak facet | http://purl.allotrope.org/ontologies/result#AFR_0002881
peak start |  |  | result | A peak facet that denotes the first value of the abscissa that belongs to the peak. [Allotrope] |  |  |  | peak facet | http://purl.allotrope.org/ontologies/result#AFR_0001178
peak start point |  |  | result | The peak start point is the data point of the peak with the smallest abscissa value. [Allotrope] |  |  |  | peak point | http://purl.allotrope.org/ontologies/result#AFR_0001189
peak symmetry factor measured at 5 % peak height | peak symmetry factor measured at 5% peak height |  | result | A chromatography peak facet equivalent to the ratio of the time or volume from the center point of a peak to its fronting edge divided by the entire width of the peak at 5% of the peak height. [Allotrope] |  |  |  | chromatography peak facet | http://purl.allotrope.org/ontologies/result#AFR_0002806
peak temperature |  |  | result | A peak temperature is a thermal analysis peak facet that quantifies some temperature indicating the position of the thermal analysis peak. [Allotrope] |  |  |  | thermal analysis peak facet | http://purl.allotrope.org/ontologies/result#AFR_0001984
peak value at end |  |  | result | A peak facet that denotes the last value of the ordinate that belongs to the peak. [Allotrope] |  |  |  | peak facet | http://purl.allotrope.org/ontologies/result#AFR_0001181
peak value at start |  |  | result | A peak facet that denotes the first value of the ordinate that belongs to the peak. [Allotrope] |  |  |  | peak facet | http://purl.allotrope.org/ontologies/result#AFR_0001179
peak width |  |  | result | A peak facet denoting its width at a specified peak height or variance. [Allotrope] |  |  |  | peak facet | http://purl.allotrope.org/ontologies/result#AFR_0001075
peak width analysis |  |  | process | A peak analysis that determines the peak width following a specified algorithm. [Allotrope] |  |  |  | peak analysis | http://purl.allotrope.org/ontologies/process#AFP_0003571
peak width at 10 % of height | peak width at 10% of height; peak width at 10 percent of height |  | result | The peak width calculated at 10 % of its peak height. [Allotrope] |  |  |  | peak width | http://purl.allotrope.org/ontologies/result#AFR_0002511
peak width at 13.4 % of height | peak width at 13.4 percent of height; peak width at 13.4% of height |  | result | The peak width calculated at 13.4 % of its peak height. This is equivalent to 4 standard deviations of a Gaussian peak. [Allotrope] |  |  |  | peak width | http://purl.allotrope.org/ontologies/result#AFR_0002785
peak width at 32.4 % of height | peak width at 32.4 percent of height; peak width at 32.4% of height |  | result | The peak width calculated at 32.4 % of its peak height. This is equivalent to 3 standard deviations of a Gaussian peak. [Allotrope] |  |  |  | peak width | http://purl.allotrope.org/ontologies/result#AFR_0002786
peak width at 4.4 % of height | peak width at 4.4% of height; peak width at 4.4 percent of height |  | result | The peak width calculated at 4.4 % of its peak height. This is equivalent to 5 standard deviations of a Gaussian peak. [Allotrope] |  |  |  | peak width | http://purl.allotrope.org/ontologies/result#AFR_0002784
peak width at 5 % of height | peak width at 5% of height; peak width at 5 percent of height |  | result | The peak width calculated at 5 % of its peak height. [Allotrope] |  |  |  | peak width | http://purl.allotrope.org/ontologies/result#AFR_0001265
peak width at 60.7 % of height | peak width at 60.7% of height; peak width at 60.7 percent of height |  | result | The peak width calculated at 60.7 % of its peak height. This is equivalent to 2 standard deviations of a Gaussian peak. [Allotrope] |  |  |  | peak width | http://purl.allotrope.org/ontologies/result#AFR_0002787
peak width at baseline |  |  | result | The peak width determined at the baseline level. The peak tangents are drawn from the turning points of the leading and trailing edges. Then the points of intersection with the baseline are calculated. The distance between the two points of intersection is the baseline level width. [Allotrope] |  |  |  | peak width | http://purl.allotrope.org/ontologies/result#AFR_0001264
peak width at half height |  |  | result | The peak width calculated at half of the peak height. [Allotrope] |  |  |  | peak width | http://purl.allotrope.org/ontologies/result#AFR_0001266
peak width at inflection |  |  | result | A peak width at inflection is the peak width calculated by the length between its two inflection points. [Allotrope] |  |  |  |  | http://purl.allotrope.org/ontologies/result#AFR_0002761
perchloric acid titrant solution |  |  | material | A perchloric acid titrant solution is a titrant solution containing perchloric acid as the reactant. [Allotrope] |  |  |  | titrant solution | http://purl.allotrope.org/ontologies/material#AFM_0001109
permeability |  |  |  | A structural quality inhering in a bearer by virtue of the bearer's disposition to being permeated or pervaded by a gas or liquid (as by osmosis or diffusion). [PATO] |  |  |  | structure | http://purl.obolibrary.org/obo/PATO_0000970
person |  |  | material | A person is a human that is member of a group or organization. [Allotrope] |  |  |  |  | http://purl.allotrope.org/ontologies/material#AFM_0001083
person facet |  |  | result | A person facet is a facet that describes of a person's name or parts of it. [Allotrope] |  |  |  | facet | http://purl.allotrope.org/ontologies/result#AFR_0001682
personal name | name; person name; full name |  | result | A personal name is a name that is composed of a set of names by which an individual is known. [Allotrope] |  | https://en.wikipedia.org/wiki/Personal_name |  | person facet | http://purl.allotrope.org/ontologies/result#AFR_0001063
pharmaceutical dosage form | dosage form; pharmaceutical formulation; drug dose form; pharmaceutical dose form; dose form |  |  | The form in which active and/or inert ingredient(s) are physically presented. [NCI] |  |  |  | artifact | http://purl.obolibrary.org/obo/NCIT_C42636
phase correction |  |  | result | Phase correction is the name of a method for phase correction used to adjust FT spectra. [Allotrope] |  |  |  |  | http://purl.allotrope.org/ontologies/result#AFR_0002412
phase correction (Raman) | phase correction |  | result | Phase correction (Raman) is the name of a method for phase correction used to adjust FT Raman spectra. [Allotrope] |  |  |  | Raman spectroscopy parameter | http://purl.allotrope.org/ontologies/result#AFR_0001677
phosphate analysis document (cell-culture) |  |  | result | A phosphate analysis document (cell-culture) is a document that encompasses the information associated with phosphate. [Allotrope] |  |  |  |  | http://purl.allotrope.org/ontologies/result#AFR_0002092
photoacoustic spectrum | photoacoustic spectra |  | result | A plot of intensity vs. wavelength obtained by measuring the sound emitted when a gaseous sample is exposed to an intense laser beam, which is rapidly interrupted by a rotating slotted disk. [CHMO] |  |  |  | data distribution function | http://purl.allotrope.org/ontologies/result#AFR_0000164
photoelectron spectrum | photoelectron spectra |  | result | A plot of photoelectron count vs. kinetic energy. [CHMO] |  |  |  | data distribution function | http://purl.allotrope.org/ontologies/result#AFR_0000046
photometer |  |  | equipment | A photometer, generally, is an instrument that measures light intensity or optical properties of solutions or surfaces. [Wikipedia] |  | https://en.wikipedia.org/wiki/Photometer |  | measurement device | http://purl.allotrope.org/ontologies/equipment#AFE_0001515
photon |  |  |  | A photon is a particle of zero charge, zero rest mass, spin quantum number 1, energy hν and momentum hν/c (h is the Planck constant, ν the frequency of radiation and c the speed of light), carrier of electromagnetic force. [IUPAC] |  | Green Book, 2nd ed., p. 93 |  | boson | http://purl.obolibrary.org/obo/CHEBI_30212
photon |  |  |  | A photon is a particle of zero charge, zero rest mass, spin quantum number 1, energy hν and momentum hν/c (h is the Planck constant, ν the frequency of radiation and c the speed of light), carrier of electromagnetic force. [IUPAC] |  | PAC, 1996, 68, 2223. 'Glossary of terms used in photochemistry (IUPAC Recommendations 1996)' on page 2262 |  | boson | http://purl.obolibrary.org/obo/CHEBI_30212
physical blending |  |  | process | The process of making a polymer blend by mechanically mixing different polymers together in the melt. [CHMO] |  |  |  | mixing | http://purl.allotrope.org/ontologies/process#AFP_0001457
physical characterization assay |  |  | process | An assay that examines physical qualities of material. [Allotrope] |  |  |  | assay | http://purl.allotrope.org/ontologies/process#AFP_0003556
physical domain |  |  | result | A physical domain is a type of description that covers physical objects. [Allotrope] |  |  |  | description | http://purl.allotrope.org/ontologies/result#AFR_0000995
physical input role | physical input |  | role | "Physical input" is a role of a material or energy that is input in a process. [Allotrope] |  |  |  | input role | http://purl.allotrope.org/ontologies/role#AFRL_0000160
physical output role | physical output |  | role | "Physical input" is a role of a material or energy that is input in a process. [Allotrope] |  |  |  | output role | http://purl.allotrope.org/ontologies/role#AFRL_0000161
physical product role | material product; physical product; material product role |  | role | A physical product role is a role of some artifact that is produced for the purpose of sale. [Allotrope] |  |  |  | product role (economic) | http://purl.allotrope.org/ontologies/role#AFRL_0000545
physical signal role | signal role |  | role | A signal is a role of some material entity that disposed to provide information. In the physical world, any quantity exhibiting variation in time or variation in space (such as an image) is potentially a signal that might provide information on the status of a physical system, or convey a message between observers, among other possibilities. [Allotrope, Wikipedia] |  |  |  |  | http://purl.allotrope.org/ontologies/role#AFRL_0000159
physical signal role | signal role |  | role | A signal is a role of some material entity that disposed to provide information. In the physical world, any quantity exhibiting variation in time or variation in space (such as an image) is potentially a signal that might provide information on the status of a physical system, or convey a message between observers, among other possibilities. [Allotrope, Wikipedia] |  |  |  |  | http://purl.allotrope.org/ontologies/role#AFRL_0000159
piece counting |  |  | process | Piece counting is determining the number of objects in an object aggregate. [Allotrope] |  |  |  | measuring | http://purl.allotrope.org/ontologies/process#AFP_0001645
pipeting |  |  | process | Pipeting transfers a given amount of liquid solution using a pipette, dropper or pipettor. [Allotrope] |  |  |  | dispensing | http://purl.allotrope.org/ontologies/process#AFP_0002397
pixel |  |  | result | A pixel is a figure facet that is the smallest addressable element in a raster image. [Wikipedia] |  |  |  |  | http://purl.allotrope.org/ontologies/result#AFR_0002693
pixel count |  |  | result | A pixel count is a count of the number of pixels in some raster image. [Allotrope] |  |  |  | count | http://purl.allotrope.org/ontologies/result#AFR_0002685
pixel density |  |  | result | A pixel density is a figure facet that quantifies the number of pixels per unit size of some image. [Allotrope] |  |  |  |  | http://purl.allotrope.org/ontologies/result#AFR_0002664
placement device |  |  | equipment | A placement device is a device that is used to hold or place a material in a defined location. [Allotrope] |  |  |  | device | http://purl.allotrope.org/ontologies/equipment#AFE_0002209
plan |  |  |  | A plan is a realizable entity that is the inheres in a bearer who is committed to realizing it as a planned process. [OBI] |  |  |  |  | http://purl.obolibrary.org/obo/OBI_0000260
plan specification | procedure; method; recipe; plan |  | result | A directive information entity with action specifications and objective specifications as parts that, when concretized, is realized in a process in which the bearer tries to achieve the objectives by taking the actions specified. [IAO] |  |  | To lose weight, go running daily for at least 30 minutes. To isolate plasma from blood, centrifuge tubes at 1100-1300 rpm for 15 minutes. [IAO] | specification | http://purl.allotrope.org/ontologies/result#AFR_0001501
planar chromatography | open-bed chromatography; open bed chromatography |  | process | A chromatography method where the stationary phase is present as or on a plane. [CHMO] |  |  |  |  | http://purl.allotrope.org/ontologies/process#AFP_0002014
planned process |  |  |  | A processual entity that realizes a plan which is the concretization of a plan specification. [IAO] |  |  | Injecting mice with a vaccine in order to test its efficacy |  | http://purl.obolibrary.org/obo/OBI_0000011
planning |  |  | process | A process of creating or modifying a plan specification. [OBI] |  |  | The process of a scientist thinking about and deciding what reagents to use as part of a protocol for an experiment. Note that the scientist could be human or a robot scientist executing software. [OBI] | specifying | http://purl.allotrope.org/ontologies/process#AFP_0000498
plasma |  |  | material | Plasma is a state of matter in which an ionized gaseous substance becomes highly electrically conductive to the point that long-range electric and magnetic fields dominate the behavior of the matter. [Wikipedia] |  | https://en.wikipedia.org/wiki/Plasma_(physics) |  |  | http://purl.allotrope.org/ontologies/material#AFM_0000404
plasma | plasma state of matter |  | quality | A physical quality that inheres in a bearer by virtue of its plasma is a state of matter, that is, it does not have definite shape or volume. Unlike gases, plasmas are electrically conductive, produce magnetic fields and electric currents, and respond strongly to electromagnetic forces. Positively charged nuclei swim in a "sea" of freely-moving disassociated electrons, similar to the way such charges exist in conductive metal. [Wikipedia] |  |  |  | state of matter | http://purl.allotrope.org/ontologies/quality#AFQ_0000115
plate heater |  |  | equipment | A plate heater is a heating device that heats by means of a plate shaped heating element. [Allotrope] |  |  |  | heating device | http://purl.allotrope.org/ontologies/equipment#AFE_0002267
plate heater temperature |  |  | result | A plate heater temperature is a quality quantification facet that quantifies the temperature of some plate heater. [Allotrope] |  |  |  |  | http://purl.allotrope.org/ontologies/result#AFR_0002619
plate particle shape | plate |  | quality | A plate particle shape is a shape of particle with moderate width and similar height and length. [Allotrope] | Plate particles are similar in shape to dinner plates. |  |  |  | http://purl.allotrope.org/ontologies/quality#AFQ_0000301
plate reader aggregate document |  |  | result | A plate reader aggregate document is a document that aggregates plate reader documents. [Allotrope] |  |  |  |  | http://purl.allotrope.org/ontologies/result#AFR_0002845
plate reader document |  |  | result | A plate reader document is a document that encompasses the information associated with some plate reader run. [Allotrope] |  |  |  |  | http://purl.allotrope.org/ontologies/result#AFR_0002846
plate temperature | tray temperature |  | result | A plate temperature is a quality quantification facet that quantifies the temperature of some plate. [Allotrope] |  |  |  |  | http://purl.allotrope.org/ontologies/result#AFR_0002618
plate well count |  |  | result | A plate well count is a count that quantifies the number of plate well positions present on a well plate. [Allotrope] |  |  |  | position count | http://purl.allotrope.org/ontologies/result#AFR_0002231
plumbing configuration | plumbing setting |  | quality | A plumbing configuration is a device configuration of a plumbing system or plumbing equipment. [Allotrope] |  |  |  |  | http://purl.allotrope.org/ontologies/quality#AFQ_0000232
plumbing equipment | piping equipment; tubing components; piping components; plumbing components; tubing equipment |  | equipment | Plumbing equipment are devices used as components of a plumbing system. [Allotrope] |  |  |  |  | http://purl.allotrope.org/ontologies/equipment#AFE_0000014
plumbing flow rate setting | flow rate setting |  | result | A flow rate setting is a plumbing setting that specifies the flow rate through the plumbing. [Allotrope] |  |  |  | plumbing setting | http://purl.allotrope.org/ontologies/result#AFR_0001582
plumbing maximum pressure | plumbing pressure upper limit; pressure upper limit; maximum pressure |  | result | The pressure limit is a specification of the maximum pressure that the plumbing system can operate with. [Allotrope] |  |  |  | plumbing setting | http://purl.allotrope.org/ontologies/result#AFR_0001499
plumbing minimum pressure | pressure lower limit; plumbing pressure lower limit; minimum pressure |  | result | The plumbing minimum pressure is a specification of the minimum pressure that the plumbing system can operate with. [Allotrope] |  |  |  | plumbing setting | http://purl.allotrope.org/ontologies/result#AFR_0002212
plumbing setting |  |  | result | A plumbing setting is a setting that specifies a configuration of a plumbing system. [Allotrope] |  |  |  |  | http://purl.allotrope.org/ontologies/result#AFR_0001581
plumbing system | plumbing; piping; tubing |  | equipment | Plumbing is the system of pipes, tubing, drains, fittings, valves, and fixtures installed for the distribution of a liquid. [Wikipedia] |  |  |  | device system | http://purl.allotrope.org/ontologies/equipment#AFE_0002153
pneumatic energy |  |  | material | Work resulting from a compressed gas. [NIST] |  |  |  | energy | http://purl.allotrope.org/ontologies/material#AFM_0000889
point | two-dimensional point; dot |  | result | A point is a two-dimensional figure that represents a zero-dimensional spacial region. [Allotrope] |  |  |  | graph | http://purl.allotrope.org/ontologies/result#AFR_0001092
polarimetry | optical rotation measurement |  | process | Polarimetry is a measurement of the extent to which a sample interacts with polarized electromagnetic radiation by transmission, reflection, refraction, or diffraction. [CHMO] |  |  |  | measuring | http://purl.allotrope.org/ontologies/process#AFP_0001134
polarity | polarity (datum) |  | result | Polarity is a quality quantification facet that describes the positive or negative direction of an electrical, acoustical or magnetic force relative to a reference state. [Allotrope] |  |  |  | quality quantification facet | http://purl.allotrope.org/ontologies/result#AFR_0001665
polarity (molecular quality) | polarity |  |  | Polarity is a molecular quality that inheres in a molecular entity by virtue of whether or not the molecular entity has a separation of electric charge which leads to the molecule having an electric dipole. [PATO] |  |  |  | molecular entity quality | http://purl.obolibrary.org/obo/PATO_0002186
polarity (quality) | polarity |  | quality | Polarity is the quality inhered in an energy that is the positive or negative direction of an electrical, acoustical, or magnetic force relative to a reference state. [Allotrope, NCI] |  |  |  |  | http://purl.allotrope.org/ontologies/quality#AFQ_0000242
polarity code |  |  | result | A polarity code is a code that indicates a polarity. [Allotrope] |  |  |  | code | http://purl.allotrope.org/ontologies/result#AFR_0001669
polarity configuration | polarity setting |  | quality | Polarity configuration is a device configuration that sets a specific detector or sensor response to be positive or negative to a reference state. [Allotrope] |  |  |  |  | http://purl.allotrope.org/ontologies/quality#AFQ_0000243
polarity control | polarity adjustment process; polarity adjustment |  | process | Polarity control is a changing process that changes the polarity of some material. [Allotrope] |  |  |  |  | http://purl.allotrope.org/ontologies/process#AFP_0003810
polarity setting |  |  | result | Polarity setting is a control setting that specifies a polarity configuration of a specific detector or sensor response to be positive or negative to a reference state. [Allotrope] |  |  |  |  | http://purl.allotrope.org/ontologies/result#AFR_0001967
polarity switch delay setting | polarity switch delay |  | result | A setting that controls the duration of time after which polarity of a scan switches. [Allotrope] |  |  |  | mass spectrometry system setting | http://purl.allotrope.org/ontologies/result#AFR_0001959
polarization |  |  | quality | A physical quality that inheres in a bearer by virtue of the geometrical orientation of the oscillations of a transverse wave. [Allotrope] |  |  |  | optical quality | http://purl.allotrope.org/ontologies/quality#AFQ_0000142
polarized light enabled setting | polarized light enabled |  | result | A polarized light enabled setting is a setting that specifies whether polarized light is used in an image capture process. [Allotrope] |  |  |  |  | http://purl.allotrope.org/ontologies/result#AFR_0002227
polymerase chain reaction | PCR |  | process | Polymerase chain reaction is a synthesis to rapidly amplify pre-determined regions of double-stranded DNA. Generally involves the use of a heat-stable DNA polymerase. [IUPAC] |  | https://en.wikipedia.org/wiki/Polymerase_chain_reaction |  | synthesis | http://purl.allotrope.org/ontologies/process#AFP_0003770
polymerase chain reaction | PCR |  | process | Polymerase chain reaction is a synthesis to rapidly amplify pre-determined regions of double-stranded DNA. Generally involves the use of a heat-stable DNA polymerase. [IUPAC] |  | PAC, 1997, 69, 1251. (Glossary of terms used in bioinorganic chemistry (IUPAC Recommendations 1997)) |  | synthesis | http://purl.allotrope.org/ontologies/process#AFP_0003770
polynomial calibration |  |  | process | A polynomial calibration is an analyte calibration that applies curve fitting of the calibration curve to a polynomial function. [Allotrope] |  |  |  |  | http://purl.allotrope.org/ontologies/process#AFP_0003695
polynomial interpolation algorithm |  |  | result | An interpolation algorithm using polynomials. [Allotrope] |  |  |  | interpolation algorithm | http://purl.allotrope.org/ontologies/result#AFR_0000939
polyol (molecule) |  |  |  | A compound that contains two or more hydroxy groups.. [CHEBI] |  |  |  | molecular entity | http://purl.obolibrary.org/obo/CHEBI_26191
polyol reservoir temperature |  |  | result | A polyol reservoir temperature is a quantity facet that quantifies the temperature of a reservoir containing polyol. [Allotrope] |  |  |  |  | http://purl.allotrope.org/ontologies/result#AFR_0002615
population role | population |  | role | The population role is the sampling role of the object aggregate that is object of the sampling. [Allotrope] |  |  |  | sampling role | http://purl.allotrope.org/ontologies/role#AFRL_0000370
pore size |  |  | quality | The average radius of the pores within the solid particles. [Allotrope] |  |  |  | radius (quality) | http://purl.allotrope.org/ontologies/quality#AFQ_0000244
porosimetry |  |  | process | The measurement of the pore diameter, pore-size distribution and total pore volume of a sample. [CHMO] |  |  |  | measuring | http://purl.allotrope.org/ontologies/process#AFP_0000260
porosity |  |  |  | A permeability quality inhering in a bearer by virtue of the bearer's disposition to admit the passage of gas or liquid through pores or interstices. [PATO] |  |  |  | permeability | http://purl.obolibrary.org/obo/PATO_0000973
porous-layer open-tubular column | PLOT column |  | equipment | An open-tubular column in which a porous layer, achieved by either etching a non-porous layer or by deposition of porous particles from a suspension, coats the inner wall and may serve as a support for a liquid stationary phase or as the stationary phase itself. [CHMO] |  |  |  | open-tubular column | http://purl.allotrope.org/ontologies/equipment#AFE_0000112
port |  |  | equipment | Connection point of a system through which flows material, energy or information. [Allotrope] |  |  | A port is used to transfer sample from a sample container to the sample measuring device or instrument. [Allotrope] |  | http://purl.allotrope.org/ontologies/equipment#AFE_0000847
port role | port |  | role | A site that is part of a system has the port role if a component is connected to other components or systems at the site and material or energy can flow at the site. [Allotrope] |  |  |  |  | http://purl.allotrope.org/ontologies/role#AFRL_0000083
portion of bulk stuff |  |  | material | A portion of material that has grain some multi-molecular objects or particles. [Allotrope] |  |  | packet of rice; bag of nuts | portion of pure substance | http://purl.allotrope.org/ontologies/material#AFM_0001064
portion of compound | compound |  | material | A portion of material that has grain only the same kind of molecules, ignoring minor impurities. [Allotrope] |  |  | portion of tablesugar; portion of water | portion of pure substance | http://purl.allotrope.org/ontologies/material#AFM_0001060
portion of element | element |  | material | A portion of material that has grain only the same kind of atoms, ignoring minor impurities. [Allotrope] |  |  | portion of gold; portion of helium | portion of pure substance | http://purl.allotrope.org/ontologies/material#AFM_0001061
portion of material |  |  |  | An independent material continuant that is self-connected and retains its identity over time. [CHMO] |  |  |  | material | http://purl.obolibrary.org/obo/CHMO_0000993
portion of mixed material | portion of mixture; blend; mixture |  | material | An portion of mixed material is a material entity that consists of different kinds of grains if you inspect it at a higher level of granularity. [Allotrope] |  |  | sea water; sand; portion of milk; sea water with sand | portion of material | http://purl.allotrope.org/ontologies/material#AFM_0001038
portion of pure substance |  |  | material | An portion of pure substance is a material entity that consists of one kind of grains if you inspect it at a higher level of granularity. [Allotrope] |  |  | solution of distilled water | portion of material | http://purl.allotrope.org/ontologies/material#AFM_0001039
portion of salt | salt |  | material | A portion of salt is a portion of compound where the compound is composed of ions held together by electrostatic forces termed ionic bonding. [Wikipedia] |  | https://en.wikipedia.org/wiki/Ionic_compound |  | portion of compound | http://purl.allotrope.org/ontologies/material#AFM_0001105
portion of silver nitrate | silver (1+) nitrate; silver nitrate |  | material | A portion of silver nitrate is a portion of salt composed of silver (1+) and nitrate ions. [Allotrope] |  |  |  | portion of salt | http://purl.allotrope.org/ontologies/material#AFM_0001106
portion of water | water |  | material | Water is a transparent fluid which forms the world's streams, lakes, oceans and rain, and is the major constituent of the fluids of living things. [Wikipedia] |  |  |  | portion of compound | http://purl.allotrope.org/ontologies/material#AFM_0000105
position |  |  | result | The position is the location of a physical entity. [Allotrope] |  |  | Geolocation expressed as geographic coordinates; Position expressed with respect to a given coordinate system at some time t.; Position of a vial on a tray expressed as indexed number. | facet | http://purl.allotrope.org/ontologies/result#AFR_0001216
position (quality) | position |  |  | Position is a spatial quality inhering in a bearer by virtue of the bearer's spatial location relative to other objects in the vicinity. [PATO] |  |  |  |  | http://purl.obolibrary.org/obo/PATO_0000140
position code |  |  | result | A position code is a code that indicates a position. [Allotrope] |  |  |  |  | http://purl.allotrope.org/ontologies/result#AFR_0002502
position count |  |  | result | A position count is a spatial quantification facet that quantifies the number of distinct spatial locations. The spatial locations are defined by some pattern or morphology. [Allotrope] |  |  |  | quality quantification facet | http://purl.allotrope.org/ontologies/result#AFR_0002274
positioning | orienting; spatial alignment |  | process | Positioning is a localization that changes a specific spatial location and orientation of an object relative to another. [Allotrope] |  |  |  | localizing | http://purl.allotrope.org/ontologies/process#AFP_0003409
positive charge | positive |  |  | Positive charge is a quality which inheres in a molecular entity by virtue of the molecular entity possessing more protons overall than electrons, thus having an overall positive charge. [PATO] |  |  |  | electric charge (molecular quality) | http://purl.obolibrary.org/obo/PATO_0002195
positive ionization polarity | positive polarity |  | quality | Polarity of the ionization is positive. [Allotrope] |  |  |  | ionization polarity | http://purl.allotrope.org/ontologies/quality#AFQ_0000151
positive partition count |  |  | result | A positive partition count is a count of the number of partitions classified as being positive relative to a threshold. [Allotrope] |  |  |  | count | http://purl.allotrope.org/ontologies/result#AFR_0002929
post |  |  | role | A post is some position within an organization that exists independently of the person or persons filling it. Posts may be used to represent situations where a person is a member of an organization ex officio. [W3C ORG] |  |  | the Secretary of State for Scotland is part of UK Cabinet by virtue of being Secretary of State for Scotland, not as an individual person [W3C ORG] |  | http://purl.allotrope.org/ontologies/role#AFRL_0000403
post condition |  |  | role | A post condition is the temporal contextual role of an information content entity that is about the situation, that is a condition so that a process can end or achieve its goal. [Allotrope] |  |  |  | at end | http://purl.allotrope.org/ontologies/role#AFRL_0000058
post injection needle washing |  |  | process | Post injection needle washing is an injection needle washing that is done after using the needle for an injection. [Allotrope] |  |  |  | injection needle washing | http://purl.allotrope.org/ontologies/process#AFP_0003661
post-peak background time measurement datum | post-peak background time measurement range |  | result | Post-peak background time measurement datum is a time datum that describes the period of time for background correction after a peak is detected. [Allotrope] |  |  |  |  | http://purl.allotrope.org/ontologies/result#AFR_0001962
postal address |  |  |  | A textual entity that is used as directive to deliver something to a person, or organization. [IAO] |  |  |  | communication facet | http://purl.obolibrary.org/obo/IAO_0000422
postal code |  |  | result | A postal code of a postal address. [Allotrope] |  |  | ZIP code | communication facet | http://purl.allotrope.org/ontologies/result#AFR_0001087
potassium analysis document (cell-culture) |  |  | result | A potassium analysis document (cell-culture) is a document that encompasses the information associated with potassium. [Allotrope] |  |  |  |  | http://purl.allotrope.org/ontologies/result#AFR_0002091
potential impurity role | potential impurity |  | role | An impurity role for a material that theoretically can arise during manufacture or storage. It may or may not actually appear in the new drug substance. [ICH-Q3A] |  |  |  | impurity role | http://purl.allotrope.org/ontologies/role#AFRL_0000425
powder bulk density |  |  | process | A bulk density for untapped powder sample. [Allotrope] |  |  |  | bulk density | http://purl.allotrope.org/ontologies/process#AFP_0003783
powder tap density |  |  | process | A bulk density obtained by mechanically tapping a cylinder containing the powder sample until no more change in volume occurs. [NCI] |  |  |  | bulk density | http://purl.allotrope.org/ontologies/process#AFP_0003782
power | power (datum) |  | result | Power is a quality quantification facet that quantifies the rate of doing work. [PATO] |  |  |  | quality quantification facet | http://purl.allotrope.org/ontologies/result#AFR_0001917
pre injection needle washing |  |  | process | Post injection needle washing is an injection needle washing that is done before using the needle for an injection. [Allotrope] |  |  |  | injection needle washing | http://purl.allotrope.org/ontologies/process#AFP_0003660
pre-peak background time measurement datum | pre-peak background time measurement range |  | result | Pre-peak background time measurement datum is a time datum that describes the period of time for background correction before a peak is detected. [Allotrope] |  |  |  |  | http://purl.allotrope.org/ontologies/result#AFR_0001961
precipitation titration |  |  | process | A precipitation titration is a titration in which the analyte is precipitated by the titrant. [Allotrope] |  |  |  |  | http://purl.allotrope.org/ontologies/process#AFP_0003738
precondition |  |  | role | A precondition is the temporal contextual role of an information content entity that is about the situation, that is a condition so that a process can start. [Allotrope] |  |  |  | at start | http://purl.allotrope.org/ontologies/role#AFRL_0000059
precursor ion role | progenitor ion role; precursor role; precursor ion; progenitor ion; progenitor; precursor |  | role | Precursor ion role is a role in mass spectrometry inhered in an ion that reacts to form particular product ions or undergoes specified neutral losses. The reaction can be of different types including unimolecular dissociation, ion/molecule reaction, change in charge state, possibly preceded by isomerization. [IUPAC] |  | K. K. Murray, R. K. Boyd, M. N. Eberlin, G. J. Langley, L. Li and Y. Naito, Pure Appl. Chem., 2013, 85, 1515-1609 |  | mass spectrometry role | http://purl.allotrope.org/ontologies/role#AFRL_0000497
predecessor |  |  | result | A predecessor is an order facet of an information content entity that refers to the information content entity immediately before it in a containing list. [Allotrope] |  |  |  | order | http://purl.allotrope.org/ontologies/result#AFR_0000933
predecessor role |  |  | role | A predecessor role is an ordering role that applies if the information object or the entity it is about is before another one in a sequence. [Allotrope] |  |  |  | ordering role | http://purl.allotrope.org/ontologies/role#AFRL_0000457
prediction | forecast |  | result | A prediction or forecast is a proposition about a future event. [Wikipedia] |  | https://en.wikipedia.org/wiki/Prediction |  | proposition | http://purl.allotrope.org/ontologies/result#AFR_0000694
prescription | rule; directive |  | result | A prescription is a proposition that is about some social rules that are imposed on the use of some entity, that a member of the social community has to follow. [Allotrope] |  |  |  | proposition | http://purl.allotrope.org/ontologies/result#AFR_0002519
prescriptive purpose |  |  | role | A contextual role of information that describes some social rules that are imposed on the use of some entity, that a member of the social community has to follow. [Allotrope] |  |  |  | contextual role | http://purl.allotrope.org/ontologies/role#AFRL_0000072
presence/absence qPCR experiment | presence/absence; presence/absence experiment |  | process | A presence/absence qPCR experiment is an experiment using qPCR that identifies if DNA targets are present in samples. [Allotrope] |  |  |  | qPCR experiment | http://purl.allotrope.org/ontologies/process#AFP_0003780
pressure | pressure (datum) |  | result | Pressure is a quality quantification facet that quantifies the mount of force exerted per unit area. [PATO] |  |  |  | quality quantification facet | http://purl.allotrope.org/ontologies/result#AFR_0001918
pressure (quality) | pressure |  |  | A physical quality that inheres in a bearer by virtue of the bearer's amount of force per unit area it exerts. |  |  |  | mechanical quality | http://purl.obolibrary.org/obo/PATO_0001025
pressure configuration | pressure setting |  | quality | A pressure configuration is a device configuration of a pressure controlling or monitoring device, that controls or monitors the target pressure at the site of some system component. [Allotrope] |  |  |  |  | http://purl.allotrope.org/ontologies/quality#AFQ_0000337
pressure control |  |  | process | A pressure control is a controlling process that controls pressure of some material. [Allotrope] |  |  |  |  | http://purl.allotrope.org/ontologies/process#AFP_0002832
pressure measurement |  |  | process | A measurement that targets the pressure of some material entity. [Allotrope] |  |  |  |  | http://purl.allotrope.org/ontologies/process#AFP_0002677
pressure monitoring aggregate document |  |  | result | A pressure monitoring aggregate document is a document that aggregates pressure monitoring documents. [Allotrope] |  |  |  |  | http://purl.allotrope.org/ontologies/result#AFR_0002958
pressure monitoring document |  |  | result | A pressure monitoring document is a document that encompasses the information associated with a pressure measurement. [Allotrope] |  |  |  |  | http://purl.allotrope.org/ontologies/result#AFR_0002959
pressure process profile | pressure profile |  | process | A pressure process profile is a quality process profile that tracks some pressure. [Allotrope] |  |  |  |  | http://purl.allotrope.org/ontologies/process#AFP_0003294
pressure regulator |  |  | equipment | A pressure regulator is a controller that regulates a set pressure in a system. [Allotrope] |  |  |  |  | http://purl.allotrope.org/ontologies/equipment#AFE_0001703
pressure sensor |  |  | equipment | A sensor that measures the pressure. [Allotrope] |  |  |  | sensor | http://purl.allotrope.org/ontologies/equipment#AFE_0000327
pressure setting |  |  | result | A pressure setting is a setting that specifies some pressure configuration of a pressure controlling or monitoring device, that controls or monitors the target pressure at the site of some system component. [Allotrope] |  |  |  |  | http://purl.allotrope.org/ontologies/result#AFR_0002731
preventative maintenance |  |  | process | Preventative maintenance is a proactive maintenance of a device involving inspection, testing and preemptive replacement of parts likely to fail before the preventative maintenance activity. [Allotrope] |  |  |  | maintaining | http://purl.allotrope.org/ontologies/process#AFP_0003739
preventing |  |  | process | Keeping a flow from happening. [NIST] |  |  | A submerged gate on a dam wall prevents water from flowing to the other side. [NIST] | stopping | http://purl.allotrope.org/ontologies/process#AFP_0003597
primary response |  |  | role | The primary response is the role of an outgoing signal that serves the intended main function of the system. [Allotrope] |  |  |  | physical signal role | http://purl.allotrope.org/ontologies/role#AFRL_0000276
primer extension |  |  | process | Primer extension is a method to synthesize cDNA for determining the 5'-untranslated region of a specific mRNA molecule through reverse transcription reaction using complementary oligonucleotides as primers. [NCI] |  |  |  |  | http://purl.allotrope.org/ontologies/process#AFP_0003841
primer extension duration setting |  |  | result | A primer extension duration setting is a duration setting that specifies the intended duration of some primer extension process. [Allotrope] |  |  |  |  | http://purl.allotrope.org/ontologies/result#AFR_0002907
primer extension temperature setting |  |  | result | A primer extension temperature setting is a temperature setting that specifies the intended temperature of some primer extension process. [Allotrope] |  |  |  |  | http://purl.allotrope.org/ontologies/result#AFR_0002906
priming |  |  | process | Priming is a type of cleaning that happens at the beginning of a period of time and results in the device being filled with the appropriate reagents. [Allotrope] |  |  | prime of a cell counter analyzer at the beginning of a day | cleaning | http://purl.allotrope.org/ontologies/process#AFP_0001951
probe |  |  | equipment | A probe is a device designed to reach into a location for remote manipulating or sensing. [NCI] |  |  |  |  | http://purl.allotrope.org/ontologies/equipment#AFE_0002248
probe identifier | probe id |  | result | A probe identifier is a measurement device identifier that identifies some probe. [Allotrope] |  |  |  | measurement device identifier | http://purl.allotrope.org/ontologies/result#AFR_0002300
probe type |  |  | result | A probe type is a classification datum that describes the type of probe used in a process. [Allotrope] |  |  |  |  | http://purl.allotrope.org/ontologies/result#AFR_0002299
probe volume |  |  | result | A probe volume is the volume of a sample actively being measured by a detector or probe. [Allotrope] |  |  |  |  | http://purl.allotrope.org/ontologies/result#AFR_0002934
procedure |  |  | realizable | A procedure is plan containing multiple activities that are intended to be executed in an order following a procedure specification. [Allotrope] |  |  |  | plan | http://purl.allotrope.org/ontologies/realizable#AFRE_0000002
procedure specification | protocol; flow specification; workflow specification |  | result | A specification on the order, transitions and trigger of multiple action specifications that are part of some aggregate action specification. [Allotrope] |  |  |  | specification | http://purl.allotrope.org/ontologies/result#AFR_0000938
process |  |  |  | p is a process if p is an occurrent that has temporal proper parts and for some time t, p specifically depends on some material entity at t. [BFO] |  |  | a process of cell-division, \ a beating of the heart; the flight of a bird; your process of aging.; the course of a disease; a process of meiosis; a process of sleeping; the life of an organism | occurrent | http://purl.obolibrary.org/obo/BFO_0000015
process boundary |  |  |  | p is a process boundary if p is a temporal part of a process and p has no proper temporal parts. [BFO] |  |  | the boundary between the 2nd and 3rd year of your life. | occurrent | http://purl.obolibrary.org/obo/BFO_0000035
process command |  |  | result | An action specification that specifies an event within a process when the specified activity is realized. [Allotrope] |  |  |  | action specification | http://purl.allotrope.org/ontologies/result#AFR_0000942
process profile |  |  |  | B is a process profile if there is some process c such that b is process profile of c. B is process profile of c holds when b is a proper occurrent part of c and there is some proper occurrent part d of c which has no parts in common with b and is mutually dependent on b and is such that b, c and d occupy the same temporal region. [BFO] |  |  | One important sub-family of rate process profiles is illustrated by the beat or frequency profiles of cyclical processes, illustrated by the 60 beats per minute beating process of John’s heart, or the 120 beats per minute drumming process involved in one of John’s performances in a rock band, and so on. Each such process includes what we shall call a beat process profile instance as part, a subtype of rate process profile in which the salient ratio is not distance covered but rather number of beat cycles per unit of time. Each beat process profile instance instantiates the determinable universal beat process profile. But it also instantiates multiple more specialized universals at lower levels of generality, selected from rate process profilebeat process profileregular beat process profile3 bpm beat process profile4 bpm beat process profileirregular beat process profileincreasing beat process profileand so on.In the case of a regular beat process profile, a rate can be assigned in the simplest possible fashion by dividing the number of cycles by the length of the temporal region occupied by the beating process profile as a whole. Irregular process profiles of this sort, for example as identified in the clinic, or in the readings on an aircraft instrument panel, are often of diagnostic significance.; The simplest type of process profiles are what we shall call ‘quality process profiles’, which are the process profiles which serve as the foci of the sort of selective abstraction that is involved when measurements are made of changes in single qualities, as illustrated, for example, by process profiles of mass, temperature, aortic pressure, and so on.; On a somewhat higher level of complexity are what we shall call rate process profiles, which are the targets of selective abstraction focused not on determinate quality magnitudes plotted over time, but rather on certain ratios between these magnitudes and elapsed times. A speed process profile, for example, is represented by a graph plotting against time the ratio of distance covered per unit of time. Since rates may change, and since such changes, too, may have rates of change, we have to deal here with a hierarchy of process profile universals at successive levels | process | http://purl.obolibrary.org/obo/BFO_0000144
process property |  |  | result | A description of a fundamental characteristic of a process. [Allotrope] |  |  |  | description | http://purl.allotrope.org/ontologies/result#AFR_0000953
process quantification facet |  |  | result | A process quantification facet is a quantification facet that is the output of some measurement over a process or temporal region. [Allotrope] |  |  |  | quantification facet | http://purl.allotrope.org/ontologies/result#AFR_0001816
process state |  |  | process | A process state is a state where a device or service is executing a planned process or is in a specific configuration. [Allotrope] |  |  |  | state | http://purl.allotrope.org/ontologies/process#AFP_0003673
process termination state type |  |  | result | A process termination state type is a classification facet that classifies the process state at the end of a process. [Allotrope] |  |  |  |  | http://purl.allotrope.org/ontologies/result#AFR_0002626
processed data aggregate document |  |  | result | A processed data aggregate document is a document that aggregates processed data documents. [Allotrope] |  |  |  |  | http://purl.allotrope.org/ontologies/result#AFR_0002658
processed data document |  |  | result | A processed data document is a document that encompasses the output of some data processing operation. [Allotrope] |  |  |  |  | http://purl.allotrope.org/ontologies/result#AFR_0002659
processed data identifier |  |  | result | A processed data identifier is an identifier that identifies the data output of some data transformation.. [Allotrope] |  |  |  |  | http://purl.allotrope.org/ontologies/result#AFR_0002897
processed material |  |  |  | Is a material entity that is created or changed during material processing. [OBI] |  |  | Examples include gel matrices, filter paper, parafilm and buffer solutions, mass spectrometer, tissue samples |  | http://purl.obolibrary.org/obo/OBI_0000047
processing enabled setting |  |  | result | A processing enabled setting is a data processing setting that allows data processing to occur. [Allotrope] |  |  |  | data processing setting | http://purl.allotrope.org/ontologies/result#AFR_0002805
processing role |  |  | role | A contextual role that describes the way information is participating in some process from a causal dependency perspective. [Allotrope] |  |  |  | contextual role | http://purl.allotrope.org/ontologies/role#AFRL_0000039
producing | creation; creating; production |  | process | A process where some new material entity or information content entity does not exists at the start of the process but is existing at the end by way of the process. [Allotrope] |  |  |  | activity | http://purl.allotrope.org/ontologies/process#AFP_0003315
producing energy | energy production |  | process | Producing energy is the producing of energy (from an unspecified energy source). [Allotrope] |  |  |  | producing | http://purl.allotrope.org/ontologies/process#AFP_0003319
product (math) | product (mathematics); product |  | role | The product is the contextual role of numerical data that results from the multiplication of two or more numbers, amounts, or items. [Allotrope] |  |  |  | term mathematical role | http://purl.allotrope.org/ontologies/role#AFRL_0000443
product ion role | product ion; product |  | role | Ion formed as the product of a reaction involving a particular precursor ion. [IUPAC] |  | K. K. Murray, R. K. Boyd, M. N. Eberlin, G. J. Langley, L. Li and Y. Naito, Pure Appl. Chem., 2013, 85, 1515-1609 |  | mass spectrometry role | http://purl.allotrope.org/ontologies/role#AFRL_0000496
product manufacturer | manufacturer; equipment manufacturer |  | result | A product manufacturer is a symbol that denotes the organizational entity manufacturing some entity with a product role (economic). [Allotrope] |  |  |  | symbol | http://purl.allotrope.org/ontologies/result#AFR_0001258
product role | product; chemical product |  | role | A role of a material that is intended and desired to be produced in a synthesis. [Allotrope] |  |  |  | synthesis role | http://purl.allotrope.org/ontologies/role#AFRL_0000360
product role (economic) | product role |  | role | A product role (economic) is a general role of some continuant that is produced for the purpose of sale. [Allotrope] |  |  |  |  | http://purl.allotrope.org/ontologies/role#AFRL_0000543
profile | time series |  | result | A profile is a data distribution function that is a function of time. [Allotrope] |  |  |  |  | http://purl.allotrope.org/ontologies/result#AFR_0000576
profile aggregate document |  |  | result | A profile aggregate document is a document that aggregates profiles. [Allotrope] |  |  |  |  | http://purl.allotrope.org/ontologies/result#AFR_0002555
profile setting |  |  | result | A profile setting is a setting the specifies the change of a configuration of a system over time or a reaction to a change of a situation over time. [Allotrope] |  |  |  |  | http://purl.allotrope.org/ontologies/result#AFR_0002414
project |  |  | process | A project is a planned process that is undertaken or attempted to meet some requirement. [Allotrope] |  |  |  | planned process | http://purl.allotrope.org/ontologies/process#AFP_0003730
proper changing quality process profile |  |  | process | A proper changing quality process profile is a changing process profile where the tracked quality at the start of the process is different from the tracked quality at the end of the process. [Allotrope] |  |  |  | changing quality process profile | http://purl.allotrope.org/ontologies/process#AFP_0003822
property specification | attribute specification; characteristic specification; feature specification |  | result | A property specification is a specification about a feature, property, attribute or characteristic. The specification defines constraints on it, such as being an instance of a specific class. [Allotrope] |  |  | a SHACL property shape | specification | http://purl.allotrope.org/ontologies/result#AFR_0001286
proposition | assertion; content; statement |  | result | A proposition is an information content entity that is statement or assertion that has a truth value. [Allotrope] |  | http://www.ei.sanken.osaka-u.ac.jp/pub/miz/Part3V3.pdf |  | information content entity | http://purl.allotrope.org/ontologies/result#AFR_0000991
protein attenuation coefficient | protein extinction coefficient |  | result | A protein attenuation coefficient is a calculated extinction coefficient at 280 nm of a protein calculated from the number of aromatic amino acids, particularly tryptophan. [Allotrope] |  |  |  | attenuation coefficient | http://purl.allotrope.org/ontologies/result#AFR_0002766
proton | hydrogen nucleus |  | material | A proton is a nuclear particle of charge number +1, spin quantum number of 1/2 and rest mass of 1.00727647012 u. [IUPAC] |  | Green Book, 2nd ed.: IUPAC Quantities, Units and Symbols in Physical Chemistry. Second Edition, Blackwell Scientific Publications, Oxford, 1993. |  | nucleon; nuclear particle | http://purl.allotrope.org/ontologies/material#AFM_0001023
provider |  |  | audit | The operator is an agent role in an audit trail. [Allotrope] |  |  |  | agent role | http://purl.allotrope.org/ontologies/audit#Provider
providing state | providing |  | process | Providing is the state of accumulating or supplying a material or energy flow. [NIST] |  |  |  | state | http://purl.allotrope.org/ontologies/process#AFP_0003563
pump |  |  | equipment | A pump is a device that is used to pump. [CHMO] |  |  |  | transferring device | http://purl.allotrope.org/ontologies/equipment#AFE_0000499
pump flow rate setting (chromatography) |  |  | result | A pump parameter specification that specifies the total flow rate of the combined mobile phases (eluent). [Allotrope] |  |  |  |  | http://purl.allotrope.org/ontologies/result#AFR_0001270
pump mobile phase ratio setting (chromatography) |  |  | result | A pump parameter specification that specifies the mobile phase ratio in the eluent. [Allotrope] |  |  |  |  | http://purl.allotrope.org/ontologies/result#AFR_0001269
pump model number |  |  | result | A pump model number is a model number that denotes some class of pumps. [Allotrope] |  |  |  |  | http://purl.allotrope.org/ontologies/result#AFR_0002530
pump setting |  |  | result | A pump setting is a setting that specifies some configuration of a pump. [Allotrope] |  |  |  |  | http://purl.allotrope.org/ontologies/result#AFR_0001578
pump setting (chromatography) | pump parameter setting |  | result | A parameter specification specific to the pump device in the chromatography system. [Allotrope] |  |  |  |  | http://purl.allotrope.org/ontologies/result#AFR_0001268
pump system |  |  | equipment | A system intended for pumping. [Allotrope] |  |  |  |  | http://purl.allotrope.org/ontologies/equipment#AFE_0002177
pump system method |  |  | result | A pump system method is a device method that specifies how pumping should be executed in a pump system. [Allotrope] |  |  |  |  | http://purl.allotrope.org/ontologies/result#AFR_0001650
pump system process | pumping system process |  | process | A process executed by a pump system. [Allotrope] |  |  |  |  | http://purl.allotrope.org/ontologies/process#AFP_0003677
pumping |  |  | process | Pumping is a material transport of fluids by suction or pressure or both. [Allotrope] |  |  |  | transferring | http://purl.allotrope.org/ontologies/process#AFP_0003577
purge gas flow rate data cube |  |  | result | A purge gas flow rate data cube is a data cube that represents the flow rate of gas with the role of purge gas over time. [Allotrope] |  |  |  | data cube | http://purl.allotrope.org/ontologies/result#AFR_0002347
purge gas flow rate profile | purge gas flow rate profile result |  | result | A purge gas flow rate profile is a flow rate profile that quantifies the flow rate of gas with the role of purge gas being added to inert equipment over time. [Allotrope] |  |  |  | flow rate profile | http://purl.allotrope.org/ontologies/result#AFR_0002345
purge gas role |  |  | role | A purge gas role is a cleaning agent role of a gas used to remove or replace an existing gas. [Allotrope] |  |  |  |  | http://purl.allotrope.org/ontologies/role#AFRL_0000542
purge gas type |  |  | result | A purge gas type is a classification datum that classifies the gas with the role of purge gas used in a rinsing process. [Allotrope] |  |  |  |  | http://purl.allotrope.org/ontologies/result#AFR_0002346
purification |  |  | process | A purification is a removing process that is used to physically separate an analyte from byproducts, reagents or contaminating substances. [Allotrope, CHMO] |  |  |  | removing | http://purl.allotrope.org/ontologies/process#AFP_0000812
purity | purity result; purity (datum) |  | result | A purity (datum) is a quality quantification facet that quantifies the purity of a portion of material. [Allotrope] |  |  |  | quality quantification facet | http://purl.allotrope.org/ontologies/result#AFR_0002371
purity (quality) | purity |  | quality | Purity is a composition quality inhering in an bearer by virtue of the bearer lacking undesired components. [Allotrope] |  |  |  | composition | http://purl.allotrope.org/ontologies/quality#AFQ_0000209
qNMR purity result |  |  | result | A qNMR purity result is an analysis assay result facet quantifying the purity of a substance by quantitative NMR. [Allotrope] |  |  |  |  | http://purl.allotrope.org/ontologies/result#AFR_0002140
qPCR aggregate document |  |  | result | A qPCR aggregate document is a document that aggregates qPCR documents. [Allotrope] |  |  |  |  | http://purl.allotrope.org/ontologies/result#AFR_0002899
qPCR document |  |  | result | A qPCR document is a document that encompasses the information associated with some qPCR experiment. [Allotrope] |  |  |  |  | http://purl.allotrope.org/ontologies/result#AFR_0002900
qPCR experiment |  |  | process | A qPCR experiment is a PCR experiment that uses qPCR to achieve its goals. [Allotrope] |  |  |  |  | http://purl.allotrope.org/ontologies/process#AFP_0003784
quadratic interpolation algorithm |  |  | result | An interpolation algorithm using cubic polynomials. [Allotrope] |  |  |  | polynomial interpolation algorithm | http://purl.allotrope.org/ontologies/result#AFR_0000940
quadrupole | quadripole |  | equipment | A quadrupole is a mass-to-charge analyzer that holds the ions in a stable orbit by an electric field generated by four parallel electrodes. [Allotrope] |  |  |  |  | http://purl.allotrope.org/ontologies/equipment#AFE_0001045
quadrupole mass spectrometer | quad-MS; QMS |  | equipment | A piece of apparatus that consists of an ion source, a mass-to-charge analyzer, a detector and a vacuum system and is used to measure mass spectra. The detector is a quadrupole mass-to-charge analyzer, which holds the ions in a stable orbit by an electric field generated by four parallel electrodes. [IUPAC] |  | K. K. Murray, R. K. Boyd, M. N. Eberlin, G. J. Langley, L. Li and Y. Naito, Pure Appl. Chem., 2013, 85, 1515-1609 |  |  | http://purl.allotrope.org/ontologies/equipment#AFE_0000527
quadrupole mass spectrometry | quadrupolar mass spectrometry; quadrapole mass spectrometry; quadrupolar mass spectroscopy; QMS; quadrupole mass spectroscopy |  | process | Quadrapole mass spectrometry is a type of mass spectrometry where the mass-to-charge ratio of the sample ions is measured using an electric field generated by four parallel electrodes. [Allotrope] |  |  |  |  | http://purl.allotrope.org/ontologies/process#AFP_0001109
qualification |  |  | result | A qualification is a proposition that an entity meets the requirements of a specific right or objective. [Allotrope] |  |  |  | proposition | http://purl.allotrope.org/ontologies/result#AFR_0001871
qualified transition role | qualified transition |  | role | Qualified transition role is the contextual role of an ion transition that asserts that the transition meets some qualification requirements. [Allotrope] |  |  |  |  | http://purl.allotrope.org/ontologies/role#AFRL_0000502
qualifier transition ratio |  |  | result | A qualifier transition ratio is a ratio of the magnitudes of the qualifier transition signal to the quantifier transition signal. [Allotrope] |  |  |  |  | http://purl.allotrope.org/ontologies/result#AFR_0001873
qualifier transition role | qualifier transition |  | role | A qualifier transition is the contextual role of an ion transition which when compared to the quantifier transition is used to determine the validity of the result. [Allotrope] |  |  |  |  | http://purl.allotrope.org/ontologies/role#AFRL_0000500
quality |  |  |  | A quality is a specifically dependent continuant that, in contrast to roles and dispositions, does not require any further process in order to be realized. [BFO] |  |  | the shape of your nostril; the shape of your nose; the mass of this piece of gold.; the ambient temperature of this portion of air; the color of a tomato; the length of the circumference of your waist | specifically dependent continuant | http://purl.obolibrary.org/obo/BFO_0000019
quality control sample role | quality control sample; quality control |  | role | An quality control sample role is a control sample role of a material that is used for purposes of quality control. [Allotrope] |  |  |  | control sample role | http://purl.allotrope.org/ontologies/role#AFRL_0000257
quality process profile | quality profile |  | process | A quality process profile is a process profile that covers the change of a quality of an independent continuant that is participant of the profiles process. [Allotrope] |  |  |  |  | http://purl.allotrope.org/ontologies/process#AFP_0003281
quality profile control command |  |  | result | A quality profile control command is an action specification about a quality process profile. [Allotrope] |  |  |  | action specification | http://purl.allotrope.org/ontologies/result#AFR_0000902
quality quantification facet |  |  | result | A quality quantification facet is a quantification facet that is a data output of some measurement and quantifies some measured quality. [Allotrope] |  |  |  | quantification facet | http://purl.allotrope.org/ontologies/result#AFR_0001583
quality specification |  |  | result | A specification that specifies the determinate range of some quality. [Allotrope] |  |  |  | participant specification | http://purl.allotrope.org/ontologies/result#AFR_0000975
quality state |  |  | process | A quality state is a state that is expressed by a quality of some material participating in the state. [Allotrope] |  |  |  | state | http://purl.allotrope.org/ontologies/process#AFP_0003825
quantification | quantitation |  | process | In mathematics and empirical science, quantification (or quantitation) is the act of counting and measuring that maps human sense observations and experiences into members of some set of numbers. [Wikipedia] |  |  |  | producing | http://purl.allotrope.org/ontologies/process#AFP_0002849
quantification facet | quantity facet |  | result | A facet that is part of a quantification of a quality, aggregate or process. [Allotrope] |  |  |  | facet | http://purl.allotrope.org/ontologies/result#AFR_0001101
quantifier transition role | quantifier transition |  | role | A quantifier transition is the contextual of an ion transition, that is used to calculate the measured result. [Allotrope] |  |  |  |  | http://purl.allotrope.org/ontologies/role#AFRL_0000501
quantitative analysis assay | quantitative determination method; quantitative analysis |  | process | A measurement method which obtains the concentration or quantity of a specified substance in an analyte. [CHMO] |  | PAC, 1995, 67, 1699 (Nomenclature in evaluation of analytical methods including detection and quantification capabilities (IUPAC Recommendations 1995)) on page 1701 |  | analysis assay | http://purl.allotrope.org/ontologies/process#AFP_0001185
quantitative nuclear magnetic resonance spectroscopy | qNMR |  | process | Quantitative NMR spectroscopy is an analytic assay that applies nuclear magnetic resonance spectroscopy for quantity analysis. [Allotrope] |  |  |  |  | http://purl.allotrope.org/ontologies/process#AFP_0003767
quantitative polymerase chain reaction | qPCR; real-time polymerase chain reaction; real-time PCR |  | process | Quantitative polymerase chain reaction (qPCR) is a quantitative analytical assay based on the polymerase chain reaction (PCR). It monitors the amplification of a targeted DNA molecule during the PCR. [Allotrope] |  | https://en.wikipedia.org/wiki/Real-time_polymerase_chain_reaction |  | quantitative analysis assay | http://purl.allotrope.org/ontologies/process#AFP_0003769
quantity |  |  |  | A quantity is the measurement of an observable property of a particular object, event, or physical system. A quantity is always associated with the context of measurement (i.e. the thing measured, the measured value, the accuracy of measurement, etc.) whereas the underlying quantity kind is independent of any particular measurement. Thus, length is a quantity kind while the height of a rocket is a specific quantity of length; its magnitude that may be expressed in meters, feet, inches, etc. Examples of physical quantities include physical constants, such as the speed of light in a vacuum, Planck's constant, the electric permittivity of free space, and the fine structure constant. Or, as stated at Wikipedia, in the language of measurement, quantities are quantifiable aspects of the world, such as time, distance, velocity, mass, momentum, energy, and weight, and units are used to describe their measure. Many of these quantities are related to each other by various physical laws, and as a result the units of some of the quantities can be expressed as products (or ratios) of powers of other units (e.g., momentum is mass times velocity and velocity is measured in distance divided by time). These relationships are discussed in dimensional analysis. Those that cannot be so expressed can be regarded as "fundamental" in this sense. |  |  |  |  | http://qudt.org/schema/qudt#Quantity
quantity kind |  |  |  | A Quantity Kind is an aspect common to mutually comparable quantities. |  |  |  |  | http://qudt.org/schema/qudt#QuantityKind
quantity range |  |  | result | A range that describes a range of quantity values using the same unit. [Allotrope] |  |  |  | range | http://purl.allotrope.org/ontologies/result#AFR_0000920
quantity value |  |  |  | A quantity value expresses the numerical value of a quantity with respect to a chosen unit of measure. For example, the value of Planck's constant in Joule-Seconds (J s) is approximately 6.62606896E-34, whereas the value in Erg-Seconds (erg s) is approximately 6.62606896E-27. |  |  |  |  | http://qudt.org/schema/qudt#QuantityValue
quencher dye role | quencher dye |  | role | Quencher dye role is the role of a dye in a PCR experiment that acts to suppress the fluorescence of a reporter dye in proximity. [Allotrope] |  |  |  | PCR role | http://purl.allotrope.org/ontologies/role#AFRL_0000538
quencher dye setting | quencher dye |  | result | A quencher dye setting is a setting that classifies the quencher dye used in the PCR experiment. [Allotrope] |  |  |  |  | http://purl.allotrope.org/ontologies/result#AFR_0002244
queue |  |  | result | In computer science, a queue is a particular kind of abstract data type or collection in which the entities in the collection are kept in order and the principal (or only) operations on the collection are the addition of entities to the rear terminal position, known as enqueue, and removal of entities from the front terminal position, known as dequeue. [Wikipedia] |  | https://en.wikipedia.org/wiki/Queue_(abstract_data_type) |  | list | http://purl.allotrope.org/ontologies/result#AFR_0001262
radiation source |  |  | equipment | A radiation source is a device that produces radiation used in a process. [Allotrope] |  |  |  | device | http://purl.allotrope.org/ontologies/equipment#AFE_0002250
radiation source type |  |  | result | A radiation source type is a classification datum that classifies the type of radiation source used in a process. [Allotrope] |  |  |  |  | http://purl.allotrope.org/ontologies/result#AFR_0002324
radiative emissivity |  |  | quality | A physical quality that inheres in a bearer by virtue of its emissivity, which is defined as a material's effectiveness in emitting energy as thermal radiation. [Wikipedia] |  |  |  | thermal quality | http://purl.allotrope.org/ontologies/quality#AFQ_0000059
radius (quality) | radius |  |  | A length quality which is equal to the length of any straight line segment that passes from the center of a circle to any endpoint on the circular boundary. The radius is half of the diameter. [PATO] |  |  |  | length (quality) | http://purl.obolibrary.org/obo/PATO_0002390
radix | base |  | result | In mathematical numeral systems, the radix or base is the number of unique digits, including zero, used to represent numbers in a positional numeral system. [Wikipedia] |  |  |  | mathematical facet | http://purl.allotrope.org/ontologies/result#AFR_0000935
random variable | stochastic variable; aleatory variable; random quantity |  | role | In probability and statistics, a random variable, random quantity, aleatory variable, or stochastic variable is a variable whose possible values are outcomes of a random phenomenon. [Wikipedia] |  | https://en.wikipedia.org/wiki/Random_variable |  | statistical role | http://purl.allotrope.org/ontologies/role#AFRL_0000326
range |  |  | common | A range is an interval of values with a lower and/or upper limit. [Allotrope] |  |  |  | facet | http://purl.allotrope.org/ontologies/common#AFC_0000021
raster image |  |  | result | A raster image is an image represented as a rectangular matrix or grid of square pixels, viewable via a computer display, paper, or other display medium. [Wikipedia] |  |  |  |  | http://purl.allotrope.org/ontologies/result#AFR_0002694
rate |  |  | result | A measure of the magnitude of change of some participating entity per amount of time relative to other processes having similar changes. [Allotrope] |  |  |  | process quantification facet | http://purl.allotrope.org/ontologies/result#AFR_0000954
rate process profile | rate profile |  | process | A rate profile is a process profile, which are changes to ratios of determinate quality magnitudes over time. [Allotrope] |  |  |  |  | http://purl.allotrope.org/ontologies/process#AFP_0003454
ratio | fraction; proportion; factor; relative amount |  | quality | A ratio is a relational quality that is the proportion of the magnitude of two qualities of the same kind. [Allotrope] |  |  |  |  | http://purl.allotrope.org/ontologies/quality#AFQ_0000005
ratio calculation |  |  | process | A ratio calculation is the process of performing the mathematical exercise of dividing a quotient of one quantity by another quotient to demonstrate the quantitative relation between two amounts showing the number of times one value contains or is contained within the other. [Allotrope] |  |  |  | calculation | http://purl.allotrope.org/ontologies/process#AFP_0003297
ratio datum role | ratio value; ratio datum |  | role | A ratio datum role is a relative datum role that expresses the relative magnitude as a ratio of the magnitude of the subject to that of the reference entity. [Allotrope] |  |  |  | relative datum role | http://purl.allotrope.org/ontologies/role#AFRL_0000312
ratio quantification facet | ratio quantification datum |  | result | A ratio quantification datum is a quantification datum that quantifies the relative magnitude as a ratio of the magnitude of the subject to that of the reference entity. [Allotrope] |  |  |  |  | http://purl.allotrope.org/ontologies/result#AFR_0002408
ratio scale |  |  | result | A scale that introduces a zero as origin and allows equality, rank-ordering, equality of intervals and equality of ratios. [Allotrope] |  |  |  | level of measurement | http://purl.allotrope.org/ontologies/result#AFR_0000912
reactant role | starting material; reactant |  | role | Reactant role is a role of a chemical entity that is present at the start of a reaction. [Allotrope] |  |  |  | reagent role | http://purl.allotrope.org/ontologies/role#AFRL_0000231
reaction component list | reaction component aggregate document |  | result | A reaction component list is a document about an ordered collection of material entities with roles in a chemical reaction. [Allotrope] |  |  |  |  | http://purl.allotrope.org/ontologies/result#AFR_0002290
reaction component role type |  |  | result | A reaction component role type is a classification datum that classifies the role of a chemical substance in a reaction. [Allotrope] |  |  |  |  | http://purl.allotrope.org/ontologies/result#AFR_0002293
reaction composition |  |  | quality | Reaction composition is a composition quality of a reaction mixture. [Allotrope] |  |  |  | composition | http://purl.allotrope.org/ontologies/quality#AFQ_0000225
reaction duration |  |  | result | A reaction duration is a duration that indicates the time taken for a reaction to complete. [Allotrope] |  |  |  |  | http://purl.allotrope.org/ontologies/result#AFR_0002621
reaction heat flow profile |  |  | result | A reaction heat flow profile is a profile that quantifies the heat flow through a material entity with the reaction mixture role over time. [Allotrope] |  |  |  | heat flow profile | http://purl.allotrope.org/ontologies/result#AFR_0002314
reaction intermediate role | intermediate role; reaction intermediate; intermediate; intermedate reagent role; intermediate reagent role |  | role | Intermediate role is a role of material that is formed from reactants (or preceding intermediates) and reacts further to give the directly observed products of a chemical reaction. [Wikipedia] |  |  |  | reagent role | http://purl.allotrope.org/ontologies/role#AFRL_0000229
reaction mixture role | reaction mixture |  | role | A reaction mixture role is a role of a chemical mixture undergoing some chemical reaction. [Allotrope] |  |  |  |  | http://purl.allotrope.org/ontologies/role#AFRL_0000533
reaction selectivity | selectivity |  | quality | Reaction selectivity is a reaction composition that is expressed as the number of moles of desired product per the number of moles of undesired product. [Wikipedia] |  | https://en.wikipedia.org/wiki/Conversion_(chemistry) |  | reaction composition | http://purl.allotrope.org/ontologies/quality#AFQ_0000228
reaction selectivity disposition |  |  | realizable | A reaction selectivity disposition is a disposition of a reaction mixture to have a reaction selectivity. [Allotrope] |  |  |  | chemical reaction disposition | http://purl.allotrope.org/ontologies/realizable#AFRE_0000016
reaction temperature data cube |  |  | result | A reaction temperature data cube is a data cube that represents the reaction temperature over time. [Allotrope] |  |  |  |  | http://purl.allotrope.org/ontologies/result#AFR_0002341
reaction temperature profile | reaction temperature profile result |  | result | A reaction temperature profile is a profile that quantifies the temperature of the reaction solution over time in a synthesis. [Allotrope] |  |  |  |  | http://purl.allotrope.org/ontologies/result#AFR_0002053
reactor |  |  | equipment | A reactor is a container for controlling a biological or chemical reaction or process. [Allotrope] |  |  |  |  | http://purl.allotrope.org/ontologies/equipment#AFE_0000153
reactor jacket |  |  | equipment | A reactor jacket is a jacket that controls the temperature of a reactor. [Allotrope] |  |  |  |  | http://purl.allotrope.org/ontologies/equipment#AFE_0002224
read |  |  | process | A read is a process boundary within a measuring where a data about the measured object is captured. [Allotrope] |  |  | A read at regular time intervals during the measurement of a process profile. [Allotrope]; Multiple reads for statistics and error corrections. [Allotrope] |  | http://purl.allotrope.org/ontologies/process#AFP_0003805
read interval setting |  |  | result | A read interval setting is a control setting that specifies the duration between individual reads in a measurement. [Allotrope] |  |  |  | duration setting | http://purl.allotrope.org/ontologies/result#AFR_0002454
reagent role | reagent |  |  | A role inhering in a biological or chemical entity that is intended to be applied in a scientific technique to participate (or have molecular components that participate) in a chemical reaction that facilitates the generation of data about some entity distinct from the bearer, or the generation of some specified material output distinct from the bearer. [OBI] |  |  |  | ingredient role | http://purl.obolibrary.org/obo/OBI_0000086
reagent role (ms) | reagent role; chemical ionization reagent gas |  | role | Reagent role is the role of a gas that reacts with ions to produce product ions through ion/molecule reactions; for example, a gas such as methane, ammonia, or isobutane used in chemical ionization to create reagent ions or a gas used in ion traps or collision cells to perform gas-phase ion/molecule reactions. [IUPAC] |  | K. K. Murray, R. K. Boyd, M. N. Eberlin, G. J. Langley, L. Li and Y. Naito, Pure Appl. Chem., 2013, 85, 1515-1609 |  | mass spectrometry role | http://purl.allotrope.org/ontologies/role#AFRL_0000516
real factor |  |  | result | A factor with a real number as value. [Allotrope] |  |  |  | factor | http://purl.allotrope.org/ontologies/result#AFR_0000927
realizable entity |  |  |  | To say that b is a realizable entity is to say that b is a specifically dependent continuant that inheres in some independent continuant which is not a spatial region and is of a type instances of which are realized in processes of a correlated type.´[BFO] |  |  | the role of this boundary to delineate where Utah and Colorado meet; the disposition of this piece of metal to conduct electricity.; the function of your reproductive organs; the role of being a doctor; the disposition of your blood to coagulate | specifically dependent continuant | http://purl.obolibrary.org/obo/BFO_0000017
reason |  |  | audit | The reason of a change or an signature to an electronic record. [Allotrope] |  |  |  | motivation | http://purl.allotrope.org/ontologies/audit#Reason
received object role | received object |  | role | Sent object is the role of a transferred object at the start of the transferring process. [Allotrope] |  |  |  | transferred material | http://purl.allotrope.org/ontologies/role#AFRL_0000454
receiver role |  |  | role | The role inhered in a material entity that receives the transferred object in a transfer process. [Allotrope] |  |  |  | transferring role | http://purl.allotrope.org/ontologies/role#AFRL_0000088
receiving | importing signal |  | process | A process that transports a signal across a system boundary into the system. [Allotrope] |  |  |  | importing | http://purl.allotrope.org/ontologies/process#AFP_0003431
reception |  |  | process | The accomplishment that a transferred signal reaches at its designated target. [Allotrope] |  |  |  | achievement | http://purl.allotrope.org/ontologies/process#AFP_0003450
recording |  |  | process | The process of copying the information in a signal into a persistent information bearer. [Allotrope] |  |  |  | converting | http://purl.allotrope.org/ontologies/process#AFP_0003325
reference | reference data |  | result | A reference is an information content entity that is referred to in another information content entity for the purpose of comparison. [Allotrope] |  |  | reference data used to compare to with experimental data |  | http://purl.allotrope.org/ontologies/result#AFR_0002008
reference DNA copy number |  |  | result | A reference DNA copy number is a PCR result specifying the DNA copy number of a reference gene or endogenous control within a PCR experiment. [Allotrope] |  |  |  | PCR result | http://purl.allotrope.org/ontologies/result#AFR_0002931
reference DNA description |  |  | result | A reference DNA description is a description that describes the DNA target of a reference gene or endogenous control within the PCR experiment. [Allotrope] |  |  |  |  | http://purl.allotrope.org/ontologies/result#AFR_0002914
reference datum | reference role; reference purpose |  | role | A reference datum is the contextual role of some information content entity that is referenced in the context of another information content entity for the purpose of comparison. It describes or denotes an object that has the role of a reference role. [Allotrope] |  |  |  | relation role | http://purl.allotrope.org/ontologies/role#AFRL_0000285
reference identifier | reference data source; reference id |  | result | A reference identifier is an identifier that identifies some reference data that is being used as a comparator. [Allotrope] |  |  |  |  | http://purl.allotrope.org/ontologies/result#AFR_0001992
reference material document |  |  | result | A reference material document is a document that encompasses the information associated with the reference material in an analysis. [Allotrope] |  |  |  |  | http://purl.allotrope.org/ontologies/result#AFR_0002113
reference material identifier |  |  | result | A reference material is an identifier that identifies some material with the role of reference material. [Allotrope] |  |  |  |  | http://purl.allotrope.org/ontologies/result#AFR_0002114
reference material role | calibration material role; standard material role; standard; reference material; standard material; calibration material |  | role | A reference material role is the role of a material used in a calibration whose qualities are sufficiently homogenous and well established to be used as reference. [Allotrope] |  | https://nvlpubs.nist.gov/nistpubs/Legacy/SP/nbsspecialpublication260-100.pdf |  | calibration role | http://purl.allotrope.org/ontologies/role#AFRL_0000411
reference material role | calibration material role; standard material role; standard; reference material; standard material; calibration material |  | role | A reference material role is the role of a material used in a calibration whose qualities are sufficiently homogenous and well established to be used as reference. [Allotrope] |  | ISO Guide 30 |  | calibration role | http://purl.allotrope.org/ontologies/role#AFRL_0000411
reference material role | calibration material role; standard material role; standard; reference material; standard material; calibration material |  | role | A reference material role is the role of a material used in a calibration whose qualities are sufficiently homogenous and well established to be used as reference. [Allotrope] |  | http://www.citac.cc/CITAC_EURACHEM_GUIDE.pdf |  | calibration role | http://purl.allotrope.org/ontologies/role#AFRL_0000411
reference material weight |  |  | result | A reference material weight is a quality quantification facet that quantifies the mass of a material with the role of reference material in the analysis. [Allotrope] |  |  |  | mass | http://purl.allotrope.org/ontologies/result#AFR_0002115
reference pan role | reference pan |  | role | A reference pan role is the role of the measurement pan realized in a DSC measurement that is without sample content. [Allotrope] |  |  |  | differential scanning calorimetry role | http://purl.allotrope.org/ontologies/role#AFRL_0000524
reference role | reference |  | role | A role inhered by a participant that is a reference for qualitative or quantitative comparison in relation to other entities. [Allotrope] |  |  | measuring standard |  | http://purl.allotrope.org/ontologies/role#AFRL_0000022
reference sample description |  |  | result | A reference sample description is a description that describes some material with the role of reference sample. [Allotrope] |  |  |  |  | http://purl.allotrope.org/ontologies/result#AFR_0002915
reference sample role | reference; reference sample |  | role | An reference sample role is a sample role of a material that does contain a known amount of analyte. [Allotrope] |  |  |  | sample role | http://purl.allotrope.org/ontologies/role#AFRL_0000258
reference signal |  |  | role | Reference signal is the role of a signal that relates to another signal as reference for comparison. [Allotrope] |  |  |  | physical signal role | http://purl.allotrope.org/ontologies/role#AFRL_0000335
referencing |  |  | process | Referencing is the process of mentioning or referring to an entity by using a denotation of the entity. [Allotrope] |  |  |  | activity | http://purl.allotrope.org/ontologies/process#AFP_0003330
reflectance |  |  | result | A reflectance is a quality quantification facet that quantifies the fraction of incident radiation reflected by a surface or discontinuity. [IUPAC] |  |  |  | quality quantification facet | http://purl.allotrope.org/ontologies/result#AFR_0002260
reflectance (quality) | reflectance factor; reflectivity |  | quality | Reflectance is an optical quality that is the fraction of incident radiation reflected by a surface or discontinuity. [IUPAC] |  | PAC, 2007, 79, 293 (Glossary of terms used in photochemistry, 3rd edition (IUPAC Recommendations 2006)) |  | optical quality | http://purl.allotrope.org/ontologies/quality#AFQ_0000064
reflectance spectrum |  |  | result | A reflectance spectrum is a spectrum that plots the reflectance of radiance as the function of frequency or wavelength. [Allotrope] |  |  |  | spectrum | http://purl.allotrope.org/ontologies/result#AFR_0002281
reflectance spectrum data cube |  |  | result | A reflectance spectrum data cube is a data cube that represents a reflectance spectrum. [Allotrope] |  |  |  | data cube | http://purl.allotrope.org/ontologies/result#AFR_0002282
reflectance ultraviolet-visible spectrophotometry | reflectance ultra-violet-visible spectrometry; reflection UV-VIS spectrometry; reflectance ultraviolet-visible spectroscopy; reflection UV/VIS spectrometry; reflection ultraviolet-visible spectroscopy; reflection ultra-violet-visible spectrometry; reflectance ultra-violet-visible spectrophotometry; reflection UV-VIS spectroscopy; reflection ultraviolet-visible spectrometry; reflectance UV-VIS spectrometry; reflection ultra-violet-visible spectroscopy; reflectance UV/VIS spectrometry; reflection UV/VIS spectroscopy; reflectance UV-VIS spectroscopy; reflectance UV/VIS spectroscopy; reflectance ultra-violet-visible spectroscopy |  | process | Ultraviolet-visible spectroscopy where the reflection or scattering of radiation from the sample surface is detected. [CHMO] |  |  |  | ultraviolet-visible spectrophotometry | http://purl.allotrope.org/ontologies/process#AFP_0001106
reflection | reflecting |  | process | Reflection is the change in direction of a wavefront at an interface between two different media so that the wavefront returns into the medium from which it originated. [Wikipedia] |  | https://en.wikipedia.org/wiki/Reflection_(physics) |  | scattering | http://purl.allotrope.org/ontologies/process#AFP_0003591
reflectometry | reflectivity measurement |  | process | Any method for determining structure by directing a beam of particles or X-rays onto an extremely flat surface and measuring the intensity of the reflected radiation as a function of angle. [CHMO] |  |  |  | measuring | http://purl.allotrope.org/ontologies/process#AFP_0000229
refractive index | index of refraction; refraction index; refractive index (datum) |  | result | Refraction index is a quality quantification facet, that quantifies how fast light travels through a material. It is defined as n = c/v, where c is the speed of light in vacuum and v is the phase velocity of light in the medium. [Wikipedia] |  | https://en.wikipedia.org/wiki/Refractive_index |  | quality quantification facet | http://purl.allotrope.org/ontologies/result#AFR_0002207
refractive index (quality) |  |  | quality | The refractive index is an optical quality inhered in a material by virtue of how fast light travels through the material. [Allotrope] |  |  |  | optical quality | http://purl.allotrope.org/ontologies/quality#AFQ_0000292
refractive index detector | refractive-index detector; RI detector |  | equipment | A piece of apparatus, consisting of a light source, a hollow prism and a photoelectric cell that is used to detect non-ultraviolet-absorbing molecules in a sample separated by chromatography. Light from the sample passes through a flow cell with two channels towards the photoelectric cell. One channel holds the eluent from the column, whereas the other holds a control sample (solvent that has not passed through the column). Detection occurs when the light is bent due to molecules eluting from the column, and this is read as a disparity between the two channels. [CHMO] |  |  |  | measurement component | http://purl.allotrope.org/ontologies/equipment#AFE_0000363
refractive index measurement | refractive index detection; RI detection; RID; refractive index measuring |  | process | A refractive index measurement is a measuring based on the change in refractive index of a solution. Light is passed through a hollow prism and focused on a photocell. When a liquid containing the sample is allowed to flow through the prism, the light diverges from its original path and the change in intensity and angle of the transmitted light is measured. [CHMO] |  |  |  | measuring | http://purl.allotrope.org/ontologies/process#AFP_0002239
region name |  |  | result | A region name is a location facet that denotes a geographic region (state, province). [Allotrope] |  |  |  | location facet | http://purl.allotrope.org/ontologies/result#AFR_0001489
registry |  |  | result | A registry is information content entity that is an aggregate of designations. [Allotrope] |  |  |  | information content entity | http://purl.allotrope.org/ontologies/result#AFR_0001059
regulating |  |  | process | Regulating is the adjusting of a flow in response to a control signal. [NIST] |  |  | Turning the valves regulates the flow rate of the liquid flowing from a faucet. [NIST] | controlling | http://purl.allotrope.org/ontologies/process#AFP_0003485
regulating material |  |  | process | Regulating material is adjusting a quality of material in response to a control signal. [Allotrope] |  |  | regulating the temperature | regulating | http://purl.allotrope.org/ontologies/process#AFP_0003361
relation role |  |  | role | A relation role is a contextual role of an information content entity that is about a relation of the subject of the information content entity to another entity. [Allotrope] |  |  |  | contextual role | http://purl.allotrope.org/ontologies/role#AFRL_0000314
relational quality |  |  |  | B is a relational quality if for some independent continuants c, d and for some time t: b is quality of c at t and b is quality of d at t. [BFO] |  |  | an obligation between one person and another [BFO]; an instance of love [BFO]; a marriage bond [BFO]; a marriage bond, an instance of love, an obligation between one person and another.; John’s role of husband to Mary is dependent on Mary’s role of wife to John, and both are dependent on the object aggregate comprising John and Mary as member parts joined together through the relational quality of being married. | quality | http://purl.obolibrary.org/obo/BFO_0000145
relative corrected peak area | corrected peak area (relative) |  | result | A relative corrected peak area is a relative peak area that denotes the corrected area of the peak relative to some other peak or summation of peaks. . [Allotrope] |  |  |  | relative peak area | http://purl.allotrope.org/ontologies/result#AFR_0002775
relative datum role | relative datum; relative value |  | role | A relative datum role is the contextual role of a datum that is about a quantity or number that is the result of a ratio or difference calculation or an assertion of magnitude relative to a reference entity. [Allotrope] |  |  |  |  | http://purl.allotrope.org/ontologies/role#AFRL_0000248
relative humidity |  |  | result | Relative humidity is the ratio, often expressed as a percentage, of the partial pressure of water in the atmosphere at some observed temperature, to the saturation vapor pressure of pure water at this temperature. [IUPAC] |  | IUPAC. Compendium of Chemical Terminology, 2nd ed. (the "Gold Book"). Compiled by A. D. McNaught and A. Wilkinson. Blackwell Scientific Publications, Oxford (1997). |  |  | http://purl.allotrope.org/ontologies/result#AFR_0002614
relative intensity | relative intensity (datum); relative signal intensity; relative response function |  | result | Relative intensity (datum) is a quantity facet that quantifies the relative magnitude of a signal. [Allotrope] |  |  |  | intensity | http://purl.allotrope.org/ontologies/result#AFR_0001588
relative location |  |  | result | A relative location is a location facet that denotes a location of an entity relative to some other entity. [Allotrope] |  |  |  |  | http://purl.allotrope.org/ontologies/result#AFR_0002687
relative peak analyte amount |  |  | result | A peak facet that denotes the amount of analyte ascribed to a the peak relative to the amount of some other analyte or summation of analytes. [Allotrope] |  |  |  | peak facet | http://purl.allotrope.org/ontologies/result#AFR_0001172
relative peak area | peak area (relative) |  | result | A peak facet that denotes the area of the peak relative to some other peak or summation of peaks. [Allotrope] |  |  |  | peak facet | http://purl.allotrope.org/ontologies/result#AFR_0001165
relative peak height | peak height (relative) |  | result | A peak facet that denotes the height of the peak relative to some other peak or summation of peaks. [Allotrope] |  |  |  | peak facet | http://purl.allotrope.org/ontologies/result#AFR_0000949
relative permittivity | relative permittivity (datum); relative permittivity result |  | result | A relative permittivity result is a quality quantification facet that quantifies the the ability of a medium composed of molecules of a given type to transmit an electric field. [CHEMINF] |  |  |  | quality quantification facet | http://purl.allotrope.org/ontologies/result#AFR_0002301
relative permittivity (quality) | εr; relative permittivity; dielectric constant |  | quality | Relative permittivity is an electrical and magnetic quality inhered in a medium that is the ratio of the electric field strength in vacuum to that in the medium. [IUPAC] |  | IUPAC Green Book, 2nd ed., p. 14 |  | electrical and magnetic quality | http://purl.allotrope.org/ontologies/quality#AFQ_0000321
relative pressure (BET) | relative pressure |  | result | A relative pressure is a quality quantification facet that quantifies the pressure of a pure substance in a chamber relative to its saturation pressure. [Allotrope] |  |  |  |  | http://purl.allotrope.org/ontologies/result#AFR_0002117
relative response |  |  | result | A relative response is a ratio quantification facet that quantifies the ratio of an analytes device response signal to the device response signal of some reference material. [Allotrope] |  |  |  | ratio quantification facet | http://purl.allotrope.org/ontologies/result#AFR_0002760
relative response (quality) |  |  | quality | A relative response is the ratio of an analytes device response signal to the device response signal of some reference material. [Allotrope] |  |  |  | ratio | http://purl.allotrope.org/ontologies/quality#AFQ_0000353
relative retention calculation |  |  | process | The relative retention calculation is a process of performing the mathematical ratio quantification of the time a substance and a standard that remain in the stationary phase of a chromatography process. [Allotrope] |  |  |  |  | http://purl.allotrope.org/ontologies/process#AFP_0003298
relative retention time |  |  | result | A chromatography peak facet that denotes the retention time of the peak relative to some other specified reference peak. [Allotrope] |  |  |  |  | http://purl.allotrope.org/ontologies/result#AFR_0001174
relative retention time (quality) | relative retention time; relative retention |  | quality | Relative retention time is a ratio quality of the adjusted or net retention time of a component relative to that of a standard, obtained under identical conditions. [Allotrope] |  | Orange Book: IUPAC Compendium of Analytical Nomenclature. Second Edition, Blackwell Scientific Publications, Oxford, 1987. |  |  | http://purl.allotrope.org/ontologies/quality#AFQ_0000019
relative retention time (quality) | relative retention time; relative retention |  | quality | Relative retention time is a ratio quality of the adjusted or net retention time of a component relative to that of a standard, obtained under identical conditions. [Allotrope] |  | PAC, 1993, 65, 819. Nomenclature for chromatography (IUPAC Recommendations 1993) |  |  | http://purl.allotrope.org/ontologies/quality#AFQ_0000019
relative standard curve qPCR experiment | relative standard curve experiment; relative standard curve |  | process | A relative standard curve qPCR experiment is an experiment using qPCR that measures relative quantity by comparison of diluted samples and known target DNA. [Allotrope] |  |  |  | qPCR experiment | http://purl.allotrope.org/ontologies/process#AFP_0003776
relative standard deviation |  |  | result | The relative standard deviation is a ratio of the standard deviation to the arithmetic mean. [Allotrope] |  |  |  | descriptive statistic | http://purl.allotrope.org/ontologies/result#AFR_0002443
relative standard deviation role | coefficient of variation |  | role | Relative standard deviation role is a statistical datum role of a datum that is a standardized measure of dispersion of a probability distribution or frequency distribution. [Wikipedia] |  | https://en.wikipedia.org/wiki/Coefficient_of_variation |  | statistic datum role | http://purl.allotrope.org/ontologies/role#AFRL_0000539
relative weight loss on drying |  |  | result | A relative weight loss on drying is a mass fraction that quantifies the relative value of moisture content lost from a material after a drying process. [Allotrope] |  |  |  |  | http://purl.allotrope.org/ontologies/result#AFR_0001933
removing | removal |  | process | Taking away a part of a flow from its prefixed place. [NIST] |  |  |  | separating | http://purl.allotrope.org/ontologies/process#AFP_0003473
removing data |  |  | process | Removing data is a data transformation that removes parts from an aggregate of data. [Allotrope] |  |  |  | data transformation | http://purl.allotrope.org/ontologies/process#AFP_0000983
removing material | extracting material |  | process | A spatial process of removing a material from a site. [Allotrope] |  |  |  | separating material | http://purl.allotrope.org/ontologies/process#AFP_0003574
repeatable | recurring; loop |  | role | A single step that can be repeated multiple times during a procedure. [Allotrope] |  |  | A single data acquisition that is repeated multiple times with the same settings during a data acquisition profile. | workflow role | http://purl.allotrope.org/ontologies/role#AFRL_0000476
repeated action role | repetition role; repeated action |  | role | A repeated action role is a contextual role of an action specification that specifies the repeated action in a repeated action specification. [Allotrope] |  |  |  |  | http://purl.allotrope.org/ontologies/role#AFRL_0000521
repeated action specification | repetition specification |  | result | An repeated action specification is an action specification that specifies a repeated activity. [Allotrope] |  |  |  |  | http://purl.allotrope.org/ontologies/result#AFR_0001972
repeated process | repetition |  | process | A repeated process is a composite process that has occurrent parts of subprocesses following the same plan. [Allotrope] |  |  |  |  | http://purl.allotrope.org/ontologies/process#AFP_0003727
repelling | keeping separated |  | process | A spatial change processing the increases the spatial distance from the start. [Allotrope] |  |  |  | moving | http://purl.allotrope.org/ontologies/process#AFP_0003394
repetition setting |  |  | result | A repetition setting is a control setting that specifies the number of times an action is to be repeated. [Allotrope] |  |  |  |  | http://purl.allotrope.org/ontologies/result#AFR_0001678
report |  |  |  | A report is a document assembled by an author for the purpose of providing information for the audience. A report is the output of a documenting process and has the objective to be consumed by a specific audience. Topic of the report is on something that has completed. A report is not a single figure. [IAO] |  |  | patent application; grant progress report; journal article; case report (not patient record) | document | http://purl.obolibrary.org/obo/IAO_0000088
report method |  |  | result | A report method is a plan specification that serves as a template to organize the data, results, and method contents in a generated report. The report method is independent of any data that the report contains. [Allotrope] |  |  |  |  | http://purl.allotrope.org/ontologies/result#AFR_0002332
reporter data cube |  |  | result | A reporter data cube is a data cube that represents a plot of reporter dye result against cycle. [Allotrope] |  |  |  |  | http://purl.allotrope.org/ontologies/result#AFR_0002911
reporter dye role | reporter dye |  | role | Reporter dye role is the role of a dye in a PCR experiment that binds to target DNA molecules and is detected via fluorescence when it is cleaved free. The fluorescence signal is proportional to DNA concentration. [Allotrope] |  |  |  | PCR role | http://purl.allotrope.org/ontologies/role#AFRL_0000536
reporter dye setting | reporter dye |  | result | A reporter dye setting is a setting that classifies the reporter dye used in the PCR experiment. [Allotrope] |  |  |  | PCR setting | http://purl.allotrope.org/ontologies/result#AFR_0002243
reporting |  |  | process | Reporting is an information process that produces a report. [Allotrope] |  |  |  | planned process; information process | http://purl.allotrope.org/ontologies/process#AFP_0003729
representation form |  |  | result | A representation form is a type of information content entity that represents an entity in a certain way. [Allotrope] |  | http://www.ei.sanken.osaka-u.ac.jp/pub/miz/Part3V3.pdf | plot as representation form of a temperature profile | information content entity | http://purl.allotrope.org/ontologies/result#AFR_0000992
request queue | measurement queue |  | result | A list used to sequence objects and to line up requests for a resource. [NCI] |  |  |  | sequential procedure specification | http://purl.allotrope.org/ontologies/result#AFR_0001263
requirement |  |  | result | A requirement is a proposition that states a set of conditions that have to be fulfilled to achieve some specific objective. [Allotrope] | The goal can be stated in a prescriptive (laws) or directive (plans) way. [Allotrope] |  |  | proposition | http://purl.allotrope.org/ontologies/result#AFR_0001872
researcher |  |  | role | A researcher is the role of an organizational entity that researches something. [Allotrope] |  |  |  |  | http://purl.allotrope.org/ontologies/role#AFRL_0000405
reservoir |  |  | equipment | The reservoir is a container that stores solutions. [Allotrope] |  |  |  |  | http://purl.allotrope.org/ontologies/equipment#AFE_0000378
reservoir temperature |  |  | result | A reservoir temperature is a quantity facet that quantifies the temperature of some reservoir. [Allotrope] |  |  |  |  | http://purl.allotrope.org/ontologies/result#AFR_0002616
reset command | reset |  | result | A reset command is a process command that causes a transition to the idle state. [Allotrope] |  |  |  | process command | http://purl.allotrope.org/ontologies/result#AFR_0001631
resolution |  |  | result | Resolution is a description of the smallest change in a quality being measured by a sensor (measurement instrument, detector) that causes a perceptible change in the corresponding indication. [Allotrope] |  | International Vocabulary of Metrology – Basic and General Concepts and Associated Terms (VIM 3rd edition) JCGM 200:2012 |  | description | http://purl.allotrope.org/ontologies/result#AFR_0001619
resolution (quality) | resolution |  | quality | Resolution is the quality of a sensor (measurement instrument, detector) to be able to measure the smallest change in a qualities that causes a perceptible change in the corresponding indication. [Allotrope] |  | International Vocabulary of Metrology – Basic and General Concepts and Associated Terms (VIM 3rd edition) JCGM 200:2012 |  |  | http://purl.allotrope.org/ontologies/quality#AFQ_0000237
resource unit |  |  |  | A Resource Unit is a unit for measuring the amount of various types of resources. |  |  |  | unit of measure | http://qudt.org/schema/qudt#ResourceUnit
restart command | restart |  | result | A restart command is a process command that orders the procedural element to execute the restarting logic to safely return to the running state. [Allotrope] |  |  |  | process command | http://purl.allotrope.org/ontologies/result#AFR_0001628
resting state | staying in place |  | process | A state when material object keeps its spatial location and orientation. [Allotrope] |  |  |  | spatial state | http://purl.allotrope.org/ontologies/process#AFP_0003395
result role | result |  | role | Result role is a data output role that applies to new information produced by a process. [Allotrope] |  |  |  | data output role | http://purl.allotrope.org/ontologies/role#AFRL_0000299
result specification |  |  | result | A participant specification that specifies a information objects that have the contextual role of a result in the realized process. [Allotrope] |  |  |  | participant specification | http://purl.allotrope.org/ontologies/result#AFR_0000978
result value specification |  |  | result | A result specification is a specification of acceptable limits for a result or set of results. [Allotrope] |  |  |  |  | http://purl.allotrope.org/ontologies/result#AFR_0002437
resume command | resume |  | result | A resume command is a process command that orders a procedural element that has paused at a programmed transition as the result of either a pause command or a single step mode to resume execution. [Allotrope] |  |  |  | process command | http://purl.allotrope.org/ontologies/result#AFR_0001632
retentate role | retentate |  | role | The retentate role is the role of the material that is retained by a filtration process. [Allotrope] |  | PAC, 1972, 31, 577 (Manual of Symbols and Terminology for Physicochemical Quantities and Units, Appendix II: Definitions, Terminology and Symbols in Colloid and Surface Chemistry) on page 608 |  | filtration role | http://purl.allotrope.org/ontologies/role#AFRL_0000232
retention time |  |  | result | Retention time is a chromatography peak facet that indicates the elapsed time between the injection of the sample and the maximum detector response attributed to the peak (analyte band). [Allotrope] |  |  |  | chromatography peak facet | http://purl.allotrope.org/ontologies/result#AFR_0001089
retention time window lower offset |  |  | result | The retention time window lower offset is the extent of the retention time window in time units below the target retention time. [PSI/MS] | The lower and upper offsets may be asymmetric about the target time. [PSI/MS] |  |  | chromatography peak facet | http://purl.allotrope.org/ontologies/result#AFR_0001946
retention time window upper offset |  |  | result | The retention time window upper offset is the extent of the retention time window in time units above the target retention time. [PSI/MS] | The lower and upper offsets may be asymmetric about the target time. [PSI/MS] |  |  | chromatography peak facet | http://purl.allotrope.org/ontologies/result#AFR_0001947
retention time window width |  |  | result | The retention time window width it the full width of a retention time window for a chromatographic peak. [PSI/MS] |  |  |  | chromatography peak facet | http://purl.allotrope.org/ontologies/result#AFR_0001948
retention volume |  |  | result | Retention volume is a chromatography peak facet that indicates the acquisition volume at the maximum detector response attributed to the peak (analyte band). [Allotrope] |  |  |  | chromatography peak facet | http://purl.allotrope.org/ontologies/result#AFR_0002521
retention volume (quality) | retention volume |  | quality | Retention volume is the volume of the mobile phase required to elute a component the concentration of which in the stationary phase is negligible compared to that in the mobile phase. In other words, this component is not retained at all by the stationary phase. Thus, the hold-up volume is equal to the retention volume of an unretained compound. The hold-up volume includes any volumes contributed by the sample injector, the detector, and connectors. In gas chromatography this term is also called the gas hold-up volume. The corrected gas hold-up volume is the gas hold-up volume multiplied by the compression (compressibility) correction factor. [IUPAC] |  | PAC, 1993, 65, 819 (Nomenclature for chromatography (IUPAC Recommendations 1993)) |  |  | http://purl.allotrope.org/ontologies/quality#AFQ_0000171
retriever |  |  | audit | The retriever is an agent role in an audit trail who pulled the record from somewhere. [Allotrope] |  |  |  | agent role | http://purl.allotrope.org/ontologies/audit#Retriever
reversed-phase chromatography | reverse phase chromatography; reverse-phase chromatography; RPC; reversed phase chromatography |  | process | A separation method where the components are distributed between two phases, one of which is stationary and non-polar, while the other is polar and moves in a definite direction. [CHMO] |  |  |  |  | http://purl.allotrope.org/ontologies/process#AFP_0002361
reversed-phase high-performance liquid chromatography | reversed phase high-performance liquid chromatography; reverse phase high performance liquid chromatography; RHPLC; RP-HPLC; reversed-phase high-pressure liquid chromatography; gradient reverse HPLC; reversed-phase high pressure liquid chromatography; gradient reverse high-performance liquid chromatography; reversed-phase HPLC |  | process | Liquid chromatography where the inlet pressure is relatively high and the mobile phase is significantly more polar than the stationary phase (which consists of very small particles), for example a microporous silica-based material with chemically bonded alkyl chains. [CHMO] |  |  |  | high-performance liquid chromatography | http://purl.allotrope.org/ontologies/process#AFP_0001719
reversed-phase liquid chromatography | RPLC; reversed phase liquid chromatography |  | process | Liquid chromatography where the mobile phase is significantly more polar than the stationary phase, for example a microporous silica-based material with chemically bonded alkyl chains. [CHMO] |  |  |  |  | http://purl.allotrope.org/ontologies/process#AFP_0001410
review |  |  | audit | A critical assessment of an electronic record or the changes thereof. [Allotrope] |  |  |  | activity | http://purl.allotrope.org/ontologies/audit#Review
reviewer |  |  | role | A reviewer is the role of an agent that reviews some information. [Allotrope] |  |  |  |  | http://purl.allotrope.org/ontologies/role#AFRL_0000407
reviewer |  |  | audit | The reviewer is an agent role in an audit trail who assessed changes to an electronic record. [Allotrope] |  |  |  | contributor | http://purl.allotrope.org/ontologies/audit#Reviewer
revision record dataset |  |  | audit | A revision record dataset is an audit record dataset that contains the metadata and data that is needed to record revisions of an electronic record in an activity. [Allotrope] |  |  |  | derivation record dataset | http://purl.allotrope.org/ontologies/audit#RevisionRecordDataset
rheometry | rheology; rheological measurements |  | process | The study of the flow of fluids which cannot be defined by a single value of viscosity. Rheometry is the measurement of the relationship between deformation and stress for these liquids. [CHMO] |  |  |  | measuring | http://purl.allotrope.org/ontologies/process#AFP_0000840
rinse solution role | flush; rinsing agent; rinse; rinsing role; rinsing solution; rinse solution |  | role | The rinse solution role is a cleaning agent role of a fluid used to flush something in order to remove contaminants. [Allotrope] |  |  |  | cleaning agent role | http://purl.allotrope.org/ontologies/role#AFRL_0000363
rinsing | purging; flushing |  | process | Rinsing is the process of washing quickly a device with a solution. [Allotrope] |  |  |  | washing | http://purl.allotrope.org/ontologies/process#AFP_0001750
role |  |  |  | B is a role means: b is a realizable entity and b exists because there is some single bearer that is in some special physical, social, or institutional set of circumstances in which this bearer does not have to be and b is not such that, if it ceases to exist, then the physical make-up of the bearer is thereby changed. [BFO] |  |  | the role of subject in a clinical trial; the student role; the role of a building in serving as a military target; the priest role; the role of a stone in marking a property boundary; John’s role of husband to Mary is dependent on Mary’s role of wife to John, and both are dependent on the object aggregate comprising John and Mary as member parts joined together through the relational quality of being married.; the role of a boundary to demarcate two neighboring administrative territories | realizable entity | http://purl.obolibrary.org/obo/BFO_0000023
role class datum | role datum |  | result | A role class datum is a classification datum that classifies an entity by the role or contextual role class it plays in the context of the classification datum. [Allotrope] |  |  |  |  | http://purl.allotrope.org/ontologies/result#AFR_0001509
role coordination |  |  | result | A role coordination is a class coordination of a class with the class of general role its instances have. [Allotrope] |  |  | A reference column is a class of columns that have an reference role. [Allotrope] |  | http://purl.allotrope.org/ontologies/result#AFR_0001564
role specification |  |  | result | A specification that specifies a participant in a process by the general role it plays in it. [Allotrope] |  |  |  | participant specification | http://purl.allotrope.org/ontologies/result#AFR_0000979
room |  |  | spatial | A room is a site that is a part or division of a building enclosed by walls, floor, and ceiling. [Allotrope] |  |  |  |  | http://purl.allotrope.org/ontologies/spatial#AFSP_0000004
rotational speed |  |  | result | A rotational speed is a quality quantification facet that quantifies some rotational speed. [Allotrope] |  |  |  | quality quantification facet | http://purl.allotrope.org/ontologies/result#AFR_0002842
rotational speed (quality) |  |  | quality | A rotational speed is a movement quality inhering in a bearer by virtue of the bearer's frequency of rotation. [Allotrope] |  |  |  | movement quality | http://purl.allotrope.org/ontologies/quality#AFQ_0000359
running state | is executing; executing state; running; is running; executing |  | process | A running state is a state during which a device or service performs its specified function in normal operation. [Allotrope] |  |  |  | process state | http://purl.allotrope.org/ontologies/process#AFP_0003665
sample aggregate document | sample aggregate result |  | result | A sample aggregate document is a document that is about an ordered collection of samples. [Allotrope] |  |  |  |  | http://purl.allotrope.org/ontologies/result#AFR_0002082
sample document | sample result |  | result | A sample document is a document about a particular sample. [Allotrope] |  |  |  |  | http://purl.allotrope.org/ontologies/result#AFR_0002083
sample flow rate data cube |  |  | result | A sample flow rate data cube is a data cube that represents the flow rate through the sample pump of a chromatograph. [Allotrope] |  |  |  |  | http://purl.allotrope.org/ontologies/result#AFR_0002707
sample flow rate profile |  |  | result | A sample flow rate profile is a flow rate profile of the flow rate through the sample pump of the chromatograph. [Allotrope] |  |  |  |  | http://purl.allotrope.org/ontologies/result#AFR_0002418
sample identifier | sample id; sample ID |  | result | Sample id is a measurement metadata that identifies a sample being measured. [Allotrope] |  |  |  | material identifier | http://purl.allotrope.org/ontologies/result#AFR_0001118
sample inlet |  |  | equipment | A sample inlet is an in port of a measurement or separation device where sample material is passing in to the device. [Allotrope] |  |  |  | in port | http://purl.allotrope.org/ontologies/equipment#AFE_0000462
sample introduction |  |  | process | A sample introduction is a loading of some sample into a system. [Allotrope] |  |  |  |  | http://purl.allotrope.org/ontologies/process#AFP_0003813
sample introduction description |  |  | result | A sample introduction description is a description that describes the process of sample introduction. [Allotrope] |  |  |  |  | http://purl.allotrope.org/ontologies/result#AFR_0002648
sample introduction document |  |  | result | A sample introduction document is a document that encompasses the information associated with the process of sample introduction. [Allotrope] |  |  |  |  | http://purl.allotrope.org/ontologies/result#AFR_0002645
sample introduction medium |  |  | result | A sample introduction medium designates the material type that is used as medium (role) in a sample introduction process in a measurement. [Allotrope] |  |  | Acetonitrile as the solvent in liquid chromatography, or nitrogen as the carrier gas in gas chromatography. |  | http://purl.allotrope.org/ontologies/result#AFR_0002649
sample introduction medium role | sample introduction medium |  | role | A sample introduction medium is the role of a material that carries the sample in a sample introduction process. [Allotrope] |  |  |  |  | http://purl.allotrope.org/ontologies/role#AFRL_0000549
sample introduction mode setting |  |  | result | A sample introduction mode setting is a control setting that specifies the type of sample introduction process to be used, which is the process of loading the sample into a system. [Allotrope] |  |  |  |  | http://purl.allotrope.org/ontologies/result#AFR_0002646
sample measurement interface |  |  | equipment | A sample measurement interface is a connecting device through which measurements are captured. [Allotrope] |  |  |  |  | http://purl.allotrope.org/ontologies/equipment#AFE_0002253
sample measurement interface type |  |  | result | A sample measurement interface type is a classification datum that classifies the sample measurement interface used by a measuring process. [Allotrope] |  |  |  |  | http://purl.allotrope.org/ontologies/result#AFR_0002391
sample pan role | sample pan |  | role | A sample pan role is the role of the measurement pan realized in a DSC measurement that contains the sample. [Allotrope] |  |  |  | differential scanning calorimetry role | http://purl.allotrope.org/ontologies/role#AFRL_0000525
sample passage |  |  | equipment | A sample passage is the compartment of a device that handles the conveying of samples. [Allotrope] |  |  |  | compartment | http://purl.allotrope.org/ontologies/equipment#AFE_0000022
sample preparation | preparative method; sample transformation method; sample processing; sample preparation step; sample preparative method |  | process | Sample preparation is a planned preparation process that synthesizes, converts or changes a sample. [Allotrope] |  |  |  | material process; planned process | http://purl.allotrope.org/ontologies/process#AFP_0001159
sample preparation aggregate document |  |  | result | A sample preparation aggregate document is a document that aggregates sample preparation documents. [Allotrope] |  |  |  |  | http://purl.allotrope.org/ontologies/result#AFR_0002369
sample preparation description |  |  | result | A sample preparation description is a description of the sample preparation process. [Allotrope] |  |  |  |  | http://purl.allotrope.org/ontologies/result#AFR_0002202
sample preparation document |  |  | result | A sample preparation document is a document about a sample preparation process. [Allotrope] |  |  |  |  | http://purl.allotrope.org/ontologies/result#AFR_0002370
sample role | sample |  | role | A sample role is a type of role whose bearer is a material entity that is the output of a sampling. [Allotrope] |  |  |  | sampling role | http://purl.allotrope.org/ontologies/role#AFRL_0000035
sample role (preparation) | sample (preparation); sample; sample role |  | role | A sample role (preparation) is a role of a portion of material that is prepared for bearing the sample role in an experiment. [Allotrope] |  |  |  |  | http://purl.allotrope.org/ontologies/role#AFRL_0000508
sample role type | sample type |  | result | A sample role type is a classification datum that classifies samples by the type of sample role in the experiment. [Allotrope] |  |  |  |  | http://purl.allotrope.org/ontologies/result#AFR_0002242
sample set role | sample set |  | role | The sample set role is the role of the partition of the population object aggregate that was selected in the sampling process. [Allotrope] |  |  |  | sampling role | http://purl.allotrope.org/ontologies/role#AFRL_0000371
sample shape classification |  |  | result | A sample shape classification is a classification datum that classifies the shape of the sample undergoing testing. [Allotrope] |  |  |  |  | http://purl.allotrope.org/ontologies/result#AFR_0002574
sample suspension media |  |  | result | Sample suspension media is a description that describes the suspension media used in preparation of the sample. [Allotrope] |  |  |  |  | http://purl.allotrope.org/ontologies/result#AFR_0002184
sample temperature | sample temperature (datum); sample temperature result |  | result | A sample temperature result is a quality quantification facet that quantifies the temperature of the sample. [Allotrope] |  |  |  | temperature | http://purl.allotrope.org/ontologies/result#AFR_0002149
sample temperature setting |  |  | result | A sample temperature setting is a temperature control setting to set the target temperature of the sample. [Allotrope] |  |  |  | temperature setting | http://purl.allotrope.org/ontologies/result#AFR_0002148
sample thickness |  |  | result | A sample thickness is a quality quantification facet that quantifies the thickness of some sample. [Allotrope] |  |  |  |  | http://purl.allotrope.org/ontologies/result#AFR_0002575
sample volume setting |  |  | result | A sample volume setting is a control setting specifying the volume of sample to be used in a measurement. [Allotrope] |  |  |  |  | http://purl.allotrope.org/ontologies/result#AFR_0002492
sample weight | sample mass |  | result | Sample weight is a quantification facet that quantifies the mass of a sample in an analysis. [Allotrope] |  |  |  |  | http://purl.allotrope.org/ontologies/result#AFR_0001982
sample weight before drying |  |  | result | The sample weight before drying is a mass facet that quantifies the mass of a sample before the sample is dried. [Allotrope] |  |  |  |  | http://purl.allotrope.org/ontologies/result#AFR_0001931
sample width |  |  | result | A sample width is a quality quantification facet that quantifies the horizontal length of a sample at the point of measurement. [Allotrope] |  |  |  |  | http://purl.allotrope.org/ontologies/result#AFR_0002576
sampler | sampling unit |  | equipment | A sample is a device that function to sample known amounts of material. [Allotrope] |  | PAC, 1989, 61, 1657 (Nomenclature for automated and mechanised analysis (Recommendations 1989)) |  | device | http://purl.allotrope.org/ontologies/equipment#AFE_0001711
sampling |  |  | process | Sampling is the process of taking parts or partitions of an object aggregate or data set for the interest for studying it. [Allotrope] |  |  |  | branching | http://purl.allotrope.org/ontologies/process#AFP_0003634
sampling data |  |  | process | Sampling data is sampling on a set of data items. [Allotrope] |  |  |  | sampling | http://purl.allotrope.org/ontologies/process#AFP_0003635
sampling depth setting |  |  | result | A sampling depth setting is a control setting that specifies the focal depth of a probing signal. [Allotrope] |  |  |  |  | http://purl.allotrope.org/ontologies/result#AFR_0002933
sampling material | sample taking; sampling |  | process | Sampling material is sampling of a material of interest for studying. [Allotrope] |  |  | pulling a small sample outside a bioreactor | sampling | http://purl.allotrope.org/ontologies/process#AFP_0001319
sampling orientation |  |  | quality | Sampling orientation is a system configuration of a separation device that is the direction of separation relative to the movement of the sampled material in the device. [Allotrope] |  |  |  |  | http://purl.allotrope.org/ontologies/quality#AFQ_0000343
sampling orientation code |  |  | result | A sampling orientation code is a code that indicates a sampling orientation. [Allotrope] |  |  |  |  | http://purl.allotrope.org/ontologies/result#AFR_0002596
sampling orientation type |  |  | result | A sampling orientation type is a classification datum that classifies the orientation of the cuts used to separate a sample from the material it was derived from, relative to the device extruding the material. [Allotrope] |  |  |  |  | http://purl.allotrope.org/ontologies/result#AFR_0002573
sampling role |  |  | role | A sampling role is a role of an object aggregate or a member of that aggregate that participates in a sampling process on the aggregate. [Allotrope] |  |  |  |  | http://purl.allotrope.org/ontologies/role#AFRL_0000369
sampling specification |  |  | result | A sampling specification is an action specification of the way a sampling is done. [Allotrope] |  |  |  |  | http://purl.allotrope.org/ontologies/result#AFR_0001124
sampling time |  |  | result | A sampling time is an elapsed time at which a sample was taken from a process measured from the start of that process. [Allotrope] |  |  |  |  | http://purl.allotrope.org/ontologies/result#AFR_0002821
sampling type |  |  | result | A sampling type is a classification datum that classifies the type of sampling approach used to take a sample. [Allotrope] |  |  |  |  | http://purl.allotrope.org/ontologies/result#AFR_0002610
saturated gas flow rate |  |  | result | A saturated gas flow rate is a flow rate that quantifies the motion of the saturated gas over time. [Allotrope] |  |  |  |  | http://purl.allotrope.org/ontologies/result#AFR_0002154
saturated gas flow rate setting |  |  | result | A saturated gas flow rate setting is a setting that specifies the target saturated gas flow rate. [Allotrope] |  |  |  |  | http://purl.allotrope.org/ontologies/result#AFR_0002153
saturated gas role (DVS) | saturated gas role; saturated gas |  | role | A saturated gas role is the role of the gas saturated with the vapor in a dynamic vapor sorption process. [Allotrope] |  |  |  | dynamic vapor sorption role | http://purl.allotrope.org/ontologies/role#AFRL_0000531
saturation vapor pressure | saturation vapor pressure result; saturation vapor pressure (datum); saturation pressure; saturation pressure result |  | result | A saturation pressure (datum) is a quality quantification facet that quantifies the saturation vapor pressure of a substance. [Allotrope] |  |  |  | pressure | http://purl.allotrope.org/ontologies/result#AFR_0002119
saturation vapor pressure (quality) | saturation vapor pressure |  | quality | The pressure exerted by a pure substance (at a given temperature) in a system containing only the vapor and condensed phase (liquid or solid) of the substance. [IUPAC] |  | PAC, 1990, 62, 2167. (Glossary of atmospheric chemistry terms (Recommendations 1990)) on page 2212 |  | pressure (quality) | http://purl.allotrope.org/ontologies/quality#AFQ_0000275
scalar URI datum | URI datum; URI value; URI |  | result | A scalar datum that has a URI as value. [Allotrope] |  |  |  | scalar datum | http://purl.allotrope.org/ontologies/result#AFR_0001513
scalar boolean datum | boolean; boolean value; boolean datum |  | result | A scalar datum that has a boolean value. [Allotrope] |  |  |  | scalar datum | http://purl.allotrope.org/ontologies/result#AFR_0001510
scalar categorical datum | scalar nominal datum |  | result | A scalar categorical datum is a type of datum that describes something based on a scalar value for a kind of category. [Allotrope] |  |  |  | scalar datum | http://purl.allotrope.org/ontologies/result#AFR_0000987
scalar datum | scalar; scalar value |  | result | A scalar is an element of a field which is used to define a vector space. [Wikipedia] |  | https://en.wikipedia.org/wiki/Scalar_(mathematics) |  | tensor datum | http://purl.allotrope.org/ontologies/result#AFR_0000961
scalar decimal datum |  |  | result | A datum that is a decimal value. [Allotrope] |  |  |  | scalar number datum | http://purl.allotrope.org/ontologies/result#AFR_0000985
scalar double datum |  |  | result | A scalar double datum is a scalar floating point number datum having a IEEE double precision datum (xsd:double). [Allotrope] |  |  |  | scalar floating point number datum | http://purl.allotrope.org/ontologies/result#AFR_0001104
scalar float datum |  |  | result | A scalar double datum is a scalar floating point number datum having a IEEE single precision datum (xsd:float). [Allotrope] |  |  |  | scalar floating point number datum | http://purl.allotrope.org/ontologies/result#AFR_0001288
scalar floating point number datum |  |  | result | A datum that is a IEEE floating point value. [Allotrope] |  |  |  | scalar number datum | http://purl.allotrope.org/ontologies/result#AFR_0000986
scalar integer datum | scalar integer value |  | result | A datum that is an integer value. [Allotrope] |  |  |  | scalar number datum | http://purl.allotrope.org/ontologies/result#AFR_0000983
scalar number datum |  |  | result | A scalar datum that has a numeric value. [Allotrope] |  |  |  | scalar datum | http://purl.allotrope.org/ontologies/result#AFR_0000988
scalar quantity datum | scalar quantity; scalar quantity value |  | result | A scalar quantity datum is a type of datum that is about a quantity and quantifies by a scalar value. [Allotrope] |  |  |  | scalar datum | http://purl.allotrope.org/ontologies/result#AFR_0000989
scalar range datum | scalar range; scalar range value |  | result | A scalar range datum is a type of datum that is about range quantified by a scalar value. [Allotrope] |  |  |  | scalar datum | http://purl.allotrope.org/ontologies/result#AFR_0000967
scalar string datum | string value; string datum; scalar text datum; string |  | result | A scalar datum that has a textual value. [Allotrope] |  |  |  | scalar datum | http://purl.allotrope.org/ontologies/result#AFR_0001511
scalar timestamp datum | timestamp datum; timestamp; scalar datetime datum; timestamp value |  | result | A scalar datum that has a timestamp (xsd:dateTime) literal value. [Allotrope] |  |  |  | scalar datum | http://purl.allotrope.org/ontologies/result#AFR_0001512
scan position configuration (plate reader) | scan position configuration; scan position; scan position (quality) |  | quality | A scan position configuration is a system configuration of a the detector in a plate reader that is the position of the detector above or below the well plate. [Allotrope] |  |  |  |  | http://purl.allotrope.org/ontologies/quality#AFQ_0000330
scan position setting (plate reader) |  |  | result | A scan position setting is a setting that specifies whether the detector is positioned underneath the microplate. [Allotrope] |  |  |  |  | http://purl.allotrope.org/ontologies/result#AFR_0002452
scan speed setting (electron microscopy) | scan speed setting |  | result | A scan speed setting is a control setting that specifies the speed at which the radiation beam scans some sample. [Allotrope] |  |  |  |  | http://purl.allotrope.org/ontologies/result#AFR_0002476
scanning | scan |  | process | Scanning is measuring repeatedly or sweepingly. [Allotrope] |  |  |  |  | http://purl.allotrope.org/ontologies/process#AFP_0001146
scanning calorimetry |  |  | process | The measurement of thermodynamic parameters (e.g. enthalpy) during a chemical or biochemical reaction by the known variation (step-wise or linear) of one variable, whilst a second is kept constant. [CHMO] |  |  |  | calorimetry | http://purl.allotrope.org/ontologies/process#AFP_0001936
scattering |  |  | process | Scattering is a general physical process where some forms of radiation, such as light, sound, or moving particles, are forced to deviate from a straight trajectory by one or more paths due to localized non-uniformities in the medium through which they pass. [Wikipedia] |  | https://en.wikipedia.org/wiki/Scattering |  | state | http://purl.allotrope.org/ontologies/process#AFP_0003594
scattering spectroscopy |  |  | process | Any method that measures the amount of light that a substance scatters at certain wavelengths, incident angles, and polarization angles. [CHMO] |  |  |  | spectrometry | http://purl.allotrope.org/ontologies/process#AFP_0001462
seal initiation temperature |  |  | result | A seal initiation temperature is the temperature at which a seal is initiated, determined by the seal's strength reaching 4 Newtons. [Allotrope] |  |  |  |  | http://purl.allotrope.org/ontologies/result#AFR_0002818
secant modulus |  |  | result | A secant modulus is the slope of a line from the origin of a stress-strain curve intersecting at a given strain value. [Allotrope] |  |  |  |  | http://purl.allotrope.org/ontologies/result#AFR_0002590
secant modulus aggregate document |  |  | result | A secant modulus aggregate document is a document that is about a collection of secant modulus documents. [Allotrope] |  |  |  |  | http://purl.allotrope.org/ontologies/result#AFR_0002588
secant modulus document |  |  | result | A secant modulus document is a document that encompasses the information associated with a secant modulus. [Allotrope] |  |  |  |  | http://purl.allotrope.org/ontologies/result#AFR_0002589
section (site) | section |  | spatial | A section is a site that is a more or less distinct part of a site into which the site is divided. [Allotrope] |  |  |  |  | http://purl.allotrope.org/ontologies/spatial#AFSP_0000007
selected device |  |  | role | A device that is selected to perform a specific function in a process. [Allotrope] |  |  |  |  | http://purl.allotrope.org/ontologies/role#AFRL_0000027
selected ion current chromatogram | SIC chromatogram |  | result | A plot of ion current vs. retention time obtained from a chromatography experiment with mass detection. A small mass window is monitored such that the mass chromatogram represents detection of a very specific mass-to-charge ratio. [CHMO] |  |  |  |  | http://purl.allotrope.org/ontologies/result#AFR_0000079
selected ion monitoring | selected ion recording; SIM; SIR |  | process | Selected ion monitoring is mass spectrometry where the abundances of ions of one or more specific m/z values are recorded rather than the entire mass spectrum. [IUPAC] |  | K. K. Murray, R. K. Boyd, M. N. Eberlin, G. J. Langley, L. Li and Y. Naito, Pure Appl. Chem., 2013, 85, 1515-1609 |  |  | http://purl.allotrope.org/ontologies/process#AFP_0002437
selected ion monitoring chromatogram | SIM chromatogram; SIM spectrum |  | result | A selected-ion monitoring (SIM) chromatogram is similar to an XIC, with the exception that the mass spectrometer is operated in SIM mode, such that only preselected m/z values are detected in the analysis. [Wikipedia] |  | https://en.wikipedia.org/wiki/Mass_chromatogram |  |  | http://purl.allotrope.org/ontologies/result#AFR_0000035
selected ion profile | selected ion signal |  | result | A selected ion profile is an ion profile where only preselected m/z values are detected in the analysis. [Allotrope] |  |  |  | ion profile | http://purl.allotrope.org/ontologies/result#AFR_0002543
selected object role | selected component; selected object |  | role | A selected object is the selection role of the object that is selected from the selection target. [Allotrope] |  |  |  | selection role | http://purl.allotrope.org/ontologies/role#AFRL_0000026
selected reaction monitoring | SRM |  | process | Selected reaction monitoring is a multiple-stage mass spectrometry where data acquired from one or more specific product ions corresponding to m/z selected precursor ions are recorded via two or more stages of mass spectrometry. [IUPAC] |  | E. de Hoffmann (1996). Tandem Mass Spectrometry: a Primer. Journal of Mass Spectrometry 31: 129–137. |  | multiple-stage mass spectrometry | http://purl.allotrope.org/ontologies/process#AFP_0002008
selected reaction monitoring | SRM |  | process | Selected reaction monitoring is a multiple-stage mass spectrometry where data acquired from one or more specific product ions corresponding to m/z selected precursor ions are recorded via two or more stages of mass spectrometry. [IUPAC] |  | K. K. Murray, R. K. Boyd, M. N. Eberlin, G. J. Langley, L. Li and Y. Naito, Pure Appl. Chem., 2013, 85, 1515-1609 |  | multiple-stage mass spectrometry | http://purl.allotrope.org/ontologies/process#AFP_0002008
selecting | material selection |  | process | The partitioning of some object aggregate. [Allotrope] |  |  |  | partitioning | http://purl.allotrope.org/ontologies/process#AFP_0003329
selection role |  |  | role | A role which is played by a participant in a selection process. [Allotrope] |  |  |  |  | http://purl.allotrope.org/ontologies/role#AFRL_0000288
selection target role | selection population; selection set; selection target |  | role | The selection target is the role of a participant in a selection process from which partitions are selected. [Allotrope] |  |  |  | selection role | http://purl.allotrope.org/ontologies/role#AFRL_0000124
semi-viable |  |  |  | A viability quality inhering in a population by virtue of some of it's members' ability to survive. [PATO] |  |  |  | viability (quality) | http://purl.obolibrary.org/obo/PATO_0001770
sender role |  |  | role | The role inhered in a material entity that sends the transferred object in a transfer process. [Allotrope] |  |  |  | transferring role | http://purl.allotrope.org/ontologies/role#AFRL_0000087
sending | exporting signal |  | process | A process that transports a signal across a system boundary out of the system. [Allotrope] |  |  |  | exporting | http://purl.allotrope.org/ontologies/process#AFP_0003432
sensing state |  |  | process | The state of perceiving or becoming aware of a signal. [Allotrope] |  |  |  | state | http://purl.allotrope.org/ontologies/process#AFP_0003433
sensor |  |  | equipment | A sensor is a component of a measuring system that is directly affected by a phenomenon, body, or substance carrying a quantity to be measured. [Allotrope] |  | https://jcgm.bipm.org/vim/en/3.8.html |  | device | http://purl.allotrope.org/ontologies/equipment#AFE_0002184
sent object role | sent object |  | role | Sent object is the role of a transferred object at the start of the transferring process. [Allotrope] |  |  |  | transferred material | http://purl.allotrope.org/ontologies/role#AFRL_0000455
separating | separation |  | process | A branching process that isolates flows into distinct component flows. The separated components are distinct from the flow before separation, as well as each other. [NIST] |  |  |  | branching | http://purl.allotrope.org/ontologies/process#AFP_0000422
separating material |  |  | process | A separating of materials. [Allotrope] |  |  |  |  | http://purl.allotrope.org/ontologies/process#AFP_0003533
separation aggregate document |  |  | result | A separation aggregate document is a document that aggregates separation documents. [Allotrope] |  |  |  |  | http://purl.allotrope.org/ontologies/result#AFR_0002729
separation column |  |  | equipment | A separation column is a separation device of columnar shape where the separation occurs inside the column. [Allotrope] |  |  |  |  | http://purl.allotrope.org/ontologies/equipment#AFE_0002165
separation device | separating device |  | equipment | A device that has the function to separate materials. [Allotrope] |  |  |  | device | http://purl.allotrope.org/ontologies/equipment#AFE_0002157
separation document |  |  | result | A separation document is a document that encompasses the information associated with some separating process. [Allotrope] |  |  |  |  | http://purl.allotrope.org/ontologies/result#AFR_0002730
separation method-detection method |  |  | process | An experiment in which a separation method is coupled to a detection method in order to detect one or more different components of a sample. [CHMO] |  |  |  |  | http://purl.allotrope.org/ontologies/process#AFP_0002224
sequential | sequential role |  | role | A workflow role of a single step in a sequentially executed procedure. [Allotrope] |  |  | A single data acquisition of a data acquisition profile. | workflow role | http://purl.allotrope.org/ontologies/role#AFRL_0000475
sequential analysis process | analysis sequence |  | process | A sequential analysis process is a planned sequential process that has analytical subprocesses as sequential occurrent parts. [Allotrope] |  |  |  | sequential process; planned process | http://purl.allotrope.org/ontologies/process#AFP_0003692
sequential procedure specification | event table; linear procedure specification; sequence specification |  | result | A procedure specification with a linear ordered collection of action specifications. [Allotrope] |  |  |  | procedure specification | http://purl.allotrope.org/ontologies/result#AFR_0000945
sequential process | sequence |  | process | A sequential process is a composite process that has sequential subprocesses as occurrent parts. The starts of all subprocesses occur in sequential order. The ends of all subprocesses occur at the end of the sequential process at the latest. [Allotrope] |  |  |  |  | http://purl.allotrope.org/ontologies/process#AFP_0003691
serial number |  |  |  | A serial number is an information content entity which is a unique sequence of characters borne by part of manufactured product or its packaging that is assigned to each individual in some class of products, and so can serve as a way to identify an individual product within the class. Serial numbers can be encoded in a variety of other information objects, such as bar codes, numerals, or patterns of dots. [IAO] |  |  |  | symbol | http://purl.obolibrary.org/obo/IAO_0000131
serialization algorithm |  |  | audit | In computer science, in the context of data storage, a serialization algorithm translates data structures or object states into a format that can be stored (for example, in a file or memory buffer, or transmitted across a network connection link) and reconstructed later in the same or another computer environment. [Allotrope] |  |  |  | algorithm | http://purl.allotrope.org/ontologies/audit#SerializationAlgorithm
series |  |  | common | A series is a list (ordered collection) of literal values. [Allotrope] |  |  |  | list | http://purl.allotrope.org/ontologies/common#AFC_0000162
series item |  |  | common | An individual entry in a series with an index and a numeric value. [Allotrope] |  |  |  | list item | http://purl.allotrope.org/ontologies/common#AFC_0000163
server |  |  |  | A server is a computer which provides some service for other computers connected to it via a network. [NCI] |  |  |  | computer | http://purl.obolibrary.org/obo/NCIT_C48297
server identifier |  |  | result | A server identifier is an identifier that identifies some server. [Allotrope] |  |  |  |  | http://purl.allotrope.org/ontologies/result#AFR_0002750
set |  |  | common | A collection where each member is disjoint from another. [Allotrope] |  |  |  | collection | http://purl.allotrope.org/ontologies/common#AFC_0000168
setting |  |  | result | A setting is a specification about a configuration of some controllable system or a situation occurring in a system that triggers a reaction. [Allotrope] |  |  | A maximum pressure in a plumbing system that triggers a warning.; A temperature that is that target temperature setting of a thermostat. | specification | http://purl.allotrope.org/ontologies/result#AFR_0001505
setting datum | setting value; setting role |  | role | Setting datum is the contextual role of an information object that specifies some device or process setting. [Allotrope] |  |  |  | directive purpose | http://purl.allotrope.org/ontologies/role#AFRL_0000028
setting snapshot |  |  | result | A setting snapshot is a setting for a specific point in time. [Allotrope] |  |  |  |  | http://purl.allotrope.org/ontologies/result#AFR_0001526
shaking |  |  | process | Shaking is a mixing process involving short rapid motions of the material inside a container. [Allotrope] |  |  |  | mixing | http://purl.allotrope.org/ontologies/process#AFP_0003802
shaking configuration description | shake configuration description; shake setup |  | result | A shaking configuration description is a description of the shaking process configuration. [Allotrope] |  |  |  |  | http://purl.allotrope.org/ontologies/result#AFR_0002450
shape (quality) | shape |  |  | A morphological quality inhering in a bearer by virtue of the bearer's ratios of distances between its features (points, edges, surfaces and also holes etc). [PATO] |  |  |  | morphology | http://purl.obolibrary.org/obo/PATO_0000052
shaping | molding; forming |  | process | Shaping is changing the material in regard to spatial form. [Allotrope] |  |  |  | changing | http://purl.allotrope.org/ontologies/process#AFP_0003364
shaping device |  |  | equipment | A shaping device is a conversion device that alters the shape of some material. [Allotrope] |  |  |  | device | http://purl.allotrope.org/ontologies/equipment#AFE_0002228
shear modulus (quality) | shear modulus |  | quality | Shear modulus is a ratio of shear stress to the shear strain. It is a quantity for measuring the stiffness of materials. The shear modulus is concerned with the deformation of a material. [Wikipedia] |  | https://en.wikipedia.org/wiki/Shear_modulus |  |  | http://purl.allotrope.org/ontologies/quality#AFQ_0000116
shear modulus of zero magnitude | zero shear modulus |  | quality | A zero shear modulus is a determinate shear modulus with zero magnitude. [Allotrope] |  |  |  | shear modulus (quality) | http://purl.allotrope.org/ontologies/quality#AFQ_0000118
shear strain |  |  | quality | A shear strain is parallel to the face of an element. [Wikipedia] |  |  |  | strain (quality) | http://purl.allotrope.org/ontologies/quality#AFQ_0000214
shear stress (quality) | τ; shear stress |  | quality | A shearing force is applied to the top of the rectangle while the bottom is held in place. The resulting shear stress deforms the rectangle into a parallelogram. The area involved would be the top of the parallelogram. A shear stress is the component of stress coplanar with a material cross section. [Wikipedia] |  |  |  | mechanical quality | http://purl.allotrope.org/ontologies/quality#AFQ_0000212
shoulder detection enabled setting (chromatography) | shoulder detection enabled setting; enable shoulder detection; detect shoulders on/off |  | result | Shoulder detection enabled setting is a data processing setting that allows the integration process to interpolate a baseline for the smaller peak of overlapping peaks for the time period specified. [Allotrope] |  |  |  |  | http://purl.allotrope.org/ontologies/result#AFR_0001694
sieve analysis |  |  | process | Sieve analysis is a process of particle sizing by filtering particles according to their size through sieves with decreasing pore size. [Allotrope] |  |  |  | measuring | http://purl.allotrope.org/ontologies/process#AFP_0002715
signal |  |  | result | An information content entity that is an input or output in a process at the boundary of a system. The signal is sent or received via ports of the system. The signal conveys information about the behavior or attributes of some phenomenon. [Allotrope] |  | https://en.wikipedia.org/wiki/Signal |  |  | http://purl.allotrope.org/ontologies/result#AFR_0001004
signal (communication) | signal |  | result | A signal is information transported over an communication channel. [Allotrope] |  |  |  | signal | http://purl.allotrope.org/ontologies/result#AFR_0001964
signal averaging |  |  | process | Signal averaging is a process of combining spectra of repeated measurements in order to improve the signal-to-noise ratio. [Allotrope] |  |  |  | information process | http://purl.allotrope.org/ontologies/process#AFP_0002662
signal configuration | signal setting |  | quality | A signal configuration is a device configuration of a device producing or consuming signals, that controls the processing of a signal. [Allotrope] |  |  |  | controller configuration | http://purl.allotrope.org/ontologies/quality#AFQ_0000200
signal gain configuration | gain setting; amplification setting; amplification; gain; amplification configuration; gain configuration; signal gain setting; signal amplification setting |  | quality | A gain setting is a signal configuration, that controls the amplification of an incoming or outgoing signal. [Allotrope] |  |  |  | signal configuration | http://purl.allotrope.org/ontologies/quality#AFQ_0000201
signal offset configuration | signal offset setting |  | quality | A signal offset configuration is a signal processing configuration, that adds/subtracts a fixed amount of magnitude to the signal strength or amplitude to move the zero reference. [Allotrope] |  |  |  | signal configuration | http://purl.allotrope.org/ontologies/quality#AFQ_0000202
signal to noise calculation enabled setting |  |  | result | A signal to noise calculation enabled setting is a data processing setting that indicates if signal to noise results are to be calculated. [Allotrope] |  |  |  | processing enabled setting | http://purl.allotrope.org/ontologies/result#AFR_0002827
signal-to-noise ratio |  |  | result | A peak facet that ratios the peak height value with background level of noise. It is an indication of the sensitivity of a particular method toward the analyte that the peak represents. [Allotrope] |  |  |  | peak facet | http://purl.allotrope.org/ontologies/result#AFR_0001195
signal-to-noise ratio (ASTM E1657-98) |  |  | result | A signal-to-noise ratio calculated using the ASTM E1657-98 method. [Allotrope] |  |  |  | signal-to-noise ratio | http://purl.allotrope.org/ontologies/result#AFR_0001198
signal-to-noise ratio (EP2.2.46) | signal-to-noise ratio (JP-G20); signal-to-noise (JP-G20); signal-to-noise (EP2.2.46) |  | result | Signal-to-noise ratio (EP2.2.46) is a signal-to-noise ratio (peak-to-peak) where the noise is calculated over a period that is a minimum of 20 times the peak width. [Allotrope] |  |  |  |  | http://purl.allotrope.org/ontologies/result#AFR_0001925
signal-to-noise ratio (RMS) |  |  | result | A signal-to-noise ratio calculated using the Root Mean Square noise method. [Allotrope] |  |  |  | signal-to-noise ratio | http://purl.allotrope.org/ontologies/result#AFR_0001196
signal-to-noise ratio (USP621) | signal-to-noise (USP621) |  | result | Signal-to-noise ratio (USP621) is a signal-to-noise ratio (peak-to-peak) where the noise is calculated over a period that is a minimum of 5 times the peak width. [Allotrope] |  |  |  |  | http://purl.allotrope.org/ontologies/result#AFR_0001924
signal-to-noise ratio (peak-to-peak) | signal-to-noise (peak-to-peak, JP-G20); signal-to-noise (peak-to-peak, EP 2.2.46); signal-to-noise (peak-to-peak, USP 621) |  | result | A signal-to-noise ratio calculated using the peak-to-peak noise method. This includes JP-G20 (measured over optimally 20 X peak width at half height but at least 5 times the peak width at half height), EP 2.2.46 (measured over at least 5 times the peak width at half height), USP 621 (measured over at least 5 times the peak width at half height). [Allotrope] |  |  |  | signal-to-noise ratio | http://purl.allotrope.org/ontologies/result#AFR_0001197
signaling | producing signal |  | process | Signaling is the process of providing information on a material, energy or signal flow as an output signal. [NIST] |  |  |  | producing | http://purl.allotrope.org/ontologies/process#AFP_0003552
signature |  |  | result | A signature is facet that is a proof of identity and intent of a signer towards some information. [Allotrope] |  | https://en.wikipedia.org/wiki/Signature |  | facet | http://purl.allotrope.org/ontologies/result#AFR_0001963
signature algorithm |  |  | audit | An algorithm for creating a digital signature. [Allotrope] |  |  |  | algorithm | http://purl.allotrope.org/ontologies/audit#SignatureAlgorithm
signature role | signature |  | role | A signature role is the role of an information object that is associated with some information and provides a proof of identity and intent of the signer. [Allotrope] |  | https://en.wikipedia.org/wiki/Signature |  | signing contextual role | http://purl.allotrope.org/ontologies/role#AFRL_0000438
signature role type |  |  | result | A signature role type is a classification datum that classifies the signature role of some signature. [Allotrope] |  |  |  |  | http://purl.allotrope.org/ontologies/result#AFR_0002794
signed content role | signed content |  | role | Signed content role is the signing contextual role of the information content entity that is being signed. [Allotrope] |  |  | A contract signed.; An approval signed. | signing contextual role | http://purl.allotrope.org/ontologies/role#AFRL_0000439
signed object |  |  | role | The signed object is the bearer of the information content entity that is signed. [Allotrope] |  |  | The paper where the signature was written on. | signing role | http://purl.allotrope.org/ontologies/role#AFRL_0000436
signer |  |  | audit | A signer is a role in an audit trail of a person signing the electronic record. [Allotrope] |  |  |  | agent role | http://purl.allotrope.org/ontologies/audit#Signer
signer | signatory |  | role | A signer is the role of the agent in a signing process. [Allotrope] |  | https://en.wikipedia.org/wiki/Signature |  | signing role | http://purl.allotrope.org/ontologies/role#AFRL_0000409
signing |  |  | process | A signing is attaching a signature to an information content entity. The signature is an identifier for the agent doing the signing. [Allotrope] |  |  |  | producing | http://purl.allotrope.org/ontologies/process#AFP_0003645
signing contextual role |  |  | role | A signing contextual role is a contextual role of information content entities that are participants in a signing process. [Allotrope] |  |  |  | contextual role | http://purl.allotrope.org/ontologies/role#AFRL_0000437
signing role |  |  | role | A signing role is a role that is realized in some signing activity. [Allotrope] |  |  |  |  | http://purl.allotrope.org/ontologies/role#AFRL_0000435
silver nitrate titrant solution |  |  | material | A silver nitrate titrant solution is a titrant solution containing silver nitrate as the reactant. [Allotrope] |  |  |  | titrant solution | http://purl.allotrope.org/ontologies/material#AFM_0001110
silver(1+) ion | silver(1+) |  |  | An silver(1+) ion is a +1 charged silver cation. [Allotrope] |  |  |  | cation | http://purl.obolibrary.org/obo/CHEBI_49468
single quadrupole mass spectrometer | single quadrupole; SQD |  | equipment | A single quadrupole mass spectrometer is a type of quadrupole mass spectrometer that uses one single quadrupole field. [Allotrope] |  |  |  | quadrupole mass spectrometer | http://purl.allotrope.org/ontologies/equipment#AFE_0000776
single quadrupole mass spectrometry | SQDMS |  | process | Single quadrupole mass spectrometry is a quadrupole mass spectrometry using a single quadrupole mass analyzer. [Allotrope] |  |  |  | quadrupole mass spectrometry | http://purl.allotrope.org/ontologies/process#AFP_0003747
site |  |  |  | B is a site means: b is a three-dimensional immaterial entity that is (partially or wholly) bounded by a material entity or it is a three-dimensional immaterial part thereof. [BFO] |  |  | your left nostril (a fiat part – the opening – of your left nasal cavity); the interior of a kangaroo pouch; the interior of your bedroom; the interior of your refrigerator; the hold of a ship; a hole in the interior of a portion of cheese; the interior of your office; Manhattan Canyon); the interior of the trunk of your car; an air traffic control region defined in the airspace above an airport; the Grand Canyon; the lumen of your gut; the cockpit of an aircraft; the Piazza San Marco; a rabbit hole | immaterial entity | http://purl.obolibrary.org/obo/BFO_0000029
site (organization) | site |  | spatial | A site (organization) is a site where organizational entities are located such as an office or premise. [Allotrope] | An office or other premise at which the organization is located. Many organizations are spread across multiple sites and many sites will host multiple locations. [W3C ORG] |  |  |  | http://purl.allotrope.org/ontologies/spatial#AFSP_0000001
situation |  |  | realizable | Portion of reality that is realized in some process. [Allotrope] |  |  |  |  | http://purl.allotrope.org/ontologies/realizable#AFRE_0000003
situation specification |  |  | result | A specification of a circumstances (process). [Allotrope] |  |  |  | specification | http://purl.allotrope.org/ontologies/result#AFR_0000982
size |  |  | result | Size is the number of members of some collection of data. [Allotrope] |  |  |  | facet | http://purl.allotrope.org/ontologies/result#AFR_0000936
size (datum) | size |  | result | Size is a quality quantification facet that quantifies the spatial extend of an entity. [Allotrope] |  |  |  | quality quantification facet | http://purl.allotrope.org/ontologies/result#AFR_0002109
size (quality) | dimension; extend; size |  |  | A morphology quality inhering in a bearer by virtue of the bearer's physical magnitude. [PATO] |  |  |  | morphology | http://purl.obolibrary.org/obo/PATO_0000117
size-exclusion chromatogram | SEC profile; SEC elugram; SEC chromatogram; SEC trace; size exclusion chromatogram |  | result | A plot of detector signal (e.g. ion count or absorbance) vs. retention time obtained from a chromatography experiment where the separation is caused by exclusion effects within the stationary phase and where the stationary phase is a swollen gel. [CHMO] |  |  |  |  | http://purl.allotrope.org/ontologies/result#AFR_0000410
size-exclusion chromatography | size exclusion chromatography; SEC |  | process | Column chromatography where the separation is achieved based on differences in molecular size. [CHMO] |  |  |  |  | http://purl.allotrope.org/ontologies/process#AFP_0000843
skewness |  |  | result | Skewness is a descriptive statistic that is a measure of the asymmetry of the probability distribution of a real-valued random variable about its mean. The skewness value can be positive or negative, or undefined. [Wikipedia] |  | https://en.wikipedia.org/wiki/Skewness |  |  | http://purl.allotrope.org/ontologies/result#AFR_0002211
skewness role | skewness |  | role | Skewness role is a statistical datum role of a datum that is a measure of the asymmetry of the probability distribution of a real-valued random variable about its mean. The skewness value can be positive or negative, or undefined. [Wikipedia] |  | https://en.wikipedia.org/wiki/Skewness |  | statistic datum role | http://purl.allotrope.org/ontologies/role#AFRL_0000322
skimmer |  |  | equipment | A skimmer is a cone with a central orifice that intercepts the center of a spray or jet expansion to sample the central portion of the expansion, for example, as in a momentum separator. [IUPAC] |  | K. K. Murray, R. K. Boyd, M. N. Eberlin, G. J. Langley, L. Li and Y. Naito, Pure Appl. Chem., 2013, 85, 1515-1609 |  | ion optics | http://purl.allotrope.org/ontologies/equipment#AFE_0000114
slit |  |  | equipment | A long narrow cut or opening. [Allotrope] |  |  |  | device | http://purl.allotrope.org/ontologies/equipment#AFE_0000986
slit width setting |  |  | result | A slit width setting is a setting that specifies the width of the opening of the slit. [Allotrope] |  |  |  |  | http://purl.allotrope.org/ontologies/result#AFR_0002252
slope |  |  | result | Slope is a mathematical facet of a line that describes both the direction and the steepness of the line. [Wikipedia] |  | https://en.wikipedia.org/wiki/Slope |  | mathematical facet | http://purl.allotrope.org/ontologies/result#AFR_0001090
smoothing window setting |  |  | result | A smoothing window setting is a control setting that specifies the smoothing window for foam detection. [Allotrope] |  |  |  |  | http://purl.allotrope.org/ontologies/result#AFR_0002663
snapshot |  |  | role | A snapshot is the contextual role of an information object that is about a point in time within the bounds of a process. [Allotrope] |  |  |  | temporal role | http://purl.allotrope.org/ontologies/role#AFRL_0000029
sodium analysis document (cell-culture) |  |  | result | A sodium analysis document (cell-culture) is a document that encompasses the information associated with sodium. [Allotrope] |  |  |  |  | http://purl.allotrope.org/ontologies/result#AFR_0002090
sodium hydroxide titrant solution |  |  | material | A sodium hydroxide titrant solution is a titrant solution containing sodium hydroxide as the reactant. [Allotrope] |  |  |  | titrant solution | http://purl.allotrope.org/ontologies/material#AFM_0001111
software |  |  |  | Software is a plan specification composed of a series of instructions that can be interpreted by or directly executed by a processing unit. [IAO] |  |  |  | plan specification | http://purl.obolibrary.org/obo/IAO_0000010
software agent role | software agent |  | role | A software agent is the contextual role of software in the context of a process where a system executes that software and causally is an agent in the process. [Allotrope] |  |  |  | processing role | http://purl.allotrope.org/ontologies/role#AFRL_0000446
software name |  |  | result | A software name is a name of some software. [Allotrope] |  |  |  |  | http://purl.allotrope.org/ontologies/result#AFR_0002802
software version | firmware version |  | result | A version number that identifies software. [Allotrope] |  |  |  | version number | http://purl.allotrope.org/ontologies/result#AFR_0001700
sol |  |  | material | A sol is a fluid colloidal system of two or more components. [IUPAC] |  | PAC, 2007, 79, 1801 (Definitions of terms relating to the structure and processing of sols, gels, networks, and inorganic-organic hybrid materials (IUPAC Recommendations 2007)) on page 1805 |  | dispersion colloid | http://purl.allotrope.org/ontologies/material#AFM_0001041
solid |  |  | material | A solid is a substance that is in the solid material state. [Allotrope] |  |  |  |  | http://purl.allotrope.org/ontologies/material#AFM_0000386
solid | solid state of matter |  | quality | A state of matter, in which particles are closely packed together. The forces between particles are strong so that the particles cannot move freely but can only vibrate. As a result, a solid has a stable, definite shape, and a definite volume. Solids can only change their shape by force, as when broken or cut. [Wikipedia] |  |  |  | state of matter | http://purl.allotrope.org/ontologies/quality#AFQ_0000112
solid aerosol |  |  | material | A solid aerosol is an colloid where the continuous phase is a gas and the dispersed phase is a solid. [Allotrope] |  | Everett, D. (2009). Manual of Symbols and Terminology for Physicochemical Quantities and Units, Appendix II: Definitions, Terminology and Symbols in Colloid and Surface Chemistry. Pure and Applied Chemistry, 31(4), pp. 577-638. |  | dispersion colloid | http://purl.allotrope.org/ontologies/material#AFM_0001076
solid dosage form | solid dose form; solid |  |  | A substance having definite shape and volume manufactured for the administration of active and/or inert ingredient(s). Solids include tablets, capsules, powders, granules and certain suppositories. [NCI] |  |  |  |  | http://purl.obolibrary.org/obo/NCIT_C45235
solid foam |  |  | material | A solid foam is a colloid where the continuous phase is a solid and the dispersed phase is a gas. [Allotrope] |  |  |  | dispersion colloid | http://purl.allotrope.org/ontologies/material#AFM_0001077
solid heterogeneous mixture |  |  | material | A solid heterogeneous mixture is a heterogeneous mixture in solid state. [Allotrope] |  |  |  |  | http://purl.allotrope.org/ontologies/material#AFM_0001042
solid in liquid solution | solution |  | material | A solid in liquid solution is a solution where the continuous phase is a solid and the dispersed phase is a liquid. [Allotrope] |  |  | salt or sugar in water | solution | http://purl.allotrope.org/ontologies/material#AFM_0001069
solid in solid solution |  |  | material | A solid in solid solution is a solution where the continuous phase is a solid and the dispersed phase is a solid. [Allotrope] |  |  | alloys | solution | http://purl.allotrope.org/ontologies/material#AFM_0001071
solid sol |  |  | material | A solid sol is a colloid where the continuous phase is a solid and the dispersed phase is a solid. [Allotrope] |  |  |  | dispersion colloid | http://purl.allotrope.org/ontologies/material#AFM_0001078
solidifying |  |  | process | The state of material becoming solid from liquid. [Allotrope] |  |  |  | state of matter state | http://purl.allotrope.org/ontologies/process#AFP_0003459
solute role | solute; solvated compound; dissolved compound; dissolved substance |  | role | Solute is the role a portion of material when it is dissolved within a solution. [Allotrope] |  |  |  | dissolution role | http://purl.allotrope.org/ontologies/role#AFRL_0000270
solution |  |  | material | A solution is a homogeneous mixture composed of one phase where particles are not visible to the naked eye and the solution does not scatter a light beam. [Allotrope] |  | Orange Book: IUPAC Compendium of Analytical Nomenclature. Second Edition, Blackwell Scientific Publications, Oxford, 1987. |  | homogeneous mixture | http://purl.allotrope.org/ontologies/material#AFM_0000012
solution |  |  | material | A solution is a homogeneous mixture composed of one phase where particles are not visible to the naked eye and the solution does not scatter a light beam. [Allotrope] |  | PAC, 1994, 66, 533 (Standard quantities in chemical thermodynamics. Fugacities, activities and equilibrium constants for pure and mixed phases (IUPAC Recommendations 1994)) |  | homogeneous mixture | http://purl.allotrope.org/ontologies/material#AFM_0000012
solution analyzer aggregate document |  |  | result | A solution analyzer aggregate document is a document that aggregates solution analyzer documents. [Allotrope] |  |  |  |  | http://purl.allotrope.org/ontologies/result#AFR_0002919
solution analyzer document |  |  | result | A solution analyzer document is a document that encompasses the information associated with some solution analyzer run. [Allotrope] |  |  |  |  | http://purl.allotrope.org/ontologies/result#AFR_0002920
solvent channel | channel; line |  | equipment | A solvent channel is a channel where a liquid can flow through. [Allotrope] |  |  | A quaternary pump has 4 channels. | coupling device | http://purl.allotrope.org/ontologies/equipment#AFE_0000828
solvent identifier | solvent id |  | result | A solvent identifier is an identifier denoting the solvent used in the experiment. [Allotrope] |  |  |  | material identifier | http://purl.allotrope.org/ontologies/result#AFR_0002177
solvent reservoir temperature |  |  | result | A solvent reservoir temperature is a quantity facet that quantifies the temperature of the solvent reservoir. [Allotrope] |  |  |  | reservoir temperature | http://purl.allotrope.org/ontologies/result#AFR_0002160
solvent role | solvent |  | role | Solvent is the role of a potion of liquid material when it dissolves a solute in order to produce a solution. [Allotrope] |  |  |  | dissolution role | http://purl.allotrope.org/ontologies/role#AFRL_0000269
sonication |  |  | process | The irradiation of a liquid sample with sound (20-20 000 Hz) waves resulting in agitation. Sound waves propagate into the liquid media result in alternating high-pressure (compression) and low-pressure (rarefaction) cycles. During rarefaction, high-intensity sonic waves create small vacuum bubbles or voids in the liquid, which then collapse violently (cavitation) during compression, creating very high local temperatures. [CHMO] |  |  |  | importing | http://purl.allotrope.org/ontologies/process#AFP_0002293
sonication duration setting |  |  | result | A sonication duration setting is a duration setting that specifies the duration of a sonication process before analysis. [Allotrope] |  |  |  |  | http://purl.allotrope.org/ontologies/result#AFR_0002185
sonication power setting |  |  | result | A sonication power setting is a setting that specifies the power of a sonication process. [Allotrope] |  |  |  |  | http://purl.allotrope.org/ontologies/result#AFR_0002186
sorption-desorption measurements | adsorption-desorption; sorption-desorption; adsorption/desorption; sorption/desorption |  | process | A method for determining surface area by measuring the amount of an inert gaseous or liquid substance (the 'sorbent', usually H2 or N2) which adsorbs onto the surface of interest (the 'sorbate'), and the subsequent amount that desorbs at a constant temperature. Regression analysis is then applied to the data, resulting in an isotherm. [CHMO] |  |  |  | measuring | http://purl.allotrope.org/ontologies/process#AFP_0000855
sorting |  |  | process | Sorting is distributing flows based on some associated physical quality or entity into distinct fractions according to a defined order. [Allotrope] |  |  |  | partitioning | http://purl.allotrope.org/ontologies/process#AFP_0003573
sorting material |  |  | process | Sorting is the dividing of material by an ordering criteria. [Allotrope] |  |  |  | sorting | http://purl.allotrope.org/ontologies/process#AFP_0003472
source |  |  | audit | An entity that plays the source role is an entity that is being derived or quoted. [Allotrope] |  |  |  | entity role | http://purl.allotrope.org/ontologies/audit#Source
source current setting | filament current setting |  | result | A source current setting is a current setting controlling the current supplied to a radiation source. [Allotrope] |  |  |  | current setting | http://purl.allotrope.org/ontologies/result#AFR_0002315
space | room; free space |  | spatial | A space is a site that can be occupied or where something can be done. [Allotrope] | Space is especially viewed in terms of whether there is enough. [Allotrope] |  |  |  | http://purl.allotrope.org/ontologies/spatial#AFSP_0000005
spatial region |  |  |  | A spatial region is a continuant entity that is a continuant part of space R as defined relative to some frame R. [BFO] |  |  |  | immaterial entity | http://purl.obolibrary.org/obo/BFO_0000006
spatial role |  |  | role | A spatial role is the contextual role of some information context object that is about spatial location, orientation, or relative positioning. [Allotrope] |  |  | left, right, above, below, inside, outside, parallel | contextual role | http://purl.allotrope.org/ontologies/role#AFRL_0000373
spatial state |  |  | process | A spatial state is a state that is expressed by a spatial location or orientation of some material participating in the state. [Allotrope] |  |  |  | state | http://purl.allotrope.org/ontologies/process#AFP_0003826
spatio-temporal role |  |  | role | Spatio-temporal role is a type of contextual role of an information artifact that denotes an entity in a spatio-temporal context. [Allotrope] |  |  |  | contextual role | http://purl.allotrope.org/ontologies/role#AFRL_0000262
spatiotemporal region |  |  |  | A spatiotemporal region is an occurrent entity that is part of spacetime. [BFO] |  |  | the spatiotemporal region occupied by the development of a cancer tumor; the spatiotemporal region occupied by a human life; the spatiotemporal region occupied by a process of cellular meiosis. | occurrent | http://purl.obolibrary.org/obo/BFO_0000011
specific enthalpy of fusion | specific entropy of fusion (datum); specific heat of fusion |  | result | The specific enthalpy of fusion datum is the enthalpy of fusion referenced to a unit mass of substance. [Allotrope] |  |  |  | enthalpy of fusion | http://purl.allotrope.org/ontologies/result#AFR_0002164
specific enthalpy of fusion (quality) | specific latent heat of melting; specific enthalpy of melting (quality); specific heat of melting; specific enthalpy of melting; specific enthalpy of fusion |  | quality | The specific enthalpy of fusion is the enthalpy of fusion referenced to a unit mass of substance. [Allotrope] |  |  |  | enthalpy of fusion (quality) | http://purl.allotrope.org/ontologies/quality#AFQ_0000285
specific enthalpy of sublimation | specific heat of sublimation; specific enthalpy of sublimation (datum) |  | result | The specific enthalpy of sublimation datum is the enthalpy of sublimation referenced to a unit mass of substance. [Allotrope] |  |  |  | enthalpy of sublimation | http://purl.allotrope.org/ontologies/result#AFR_0002170
specific enthalpy of sublimation (quality) | specific heat of sublimation; specific enthalpy of sublimation |  | quality | The specific enthalpy of sublimation is the enthalpy of sublimation referenced to a unit mass of substance. [Allotrope] |  |  |  | enthalpy of sublimation (quality) | http://purl.allotrope.org/ontologies/quality#AFQ_0000287
specific enthalpy of vaporization | specific enthalpy of vaporization (datum); specific heat of vaporization |  | result | The specific enthalpy of vaporization datum is the enthalpy of vaporization referenced to a unit mass of substance. [Allotrope] |  |  |  | enthalpy of vaporization | http://purl.allotrope.org/ontologies/result#AFR_0002167
specific enthalpy of vaporization (quality) | specific heat of vaporization; specific heat of evaporation; specific latent heat of vaporization |  | quality | The specific enthalpy of vaporization is the enthalpy of vaporization referenced to a unit mass of substance. [Allotrope] |  |  |  | enthalpy of vaporization (quality) | http://purl.allotrope.org/ontologies/quality#AFQ_0000282
specific heat capacity | specific heat capacity (datum); specific heat capacity result |  | result | A specific heat capacity (datum) is a quality quantification facet that quantifies the amount of heat necessary to raise the temperature of one gram of a pure substance by one degree K. [Wikipedia] |  |  |  |  | http://purl.allotrope.org/ontologies/result#AFR_0002079
specific heat capacity (quality) | specific heat capacity |  | quality | A specific heat capacity (quality) is a heat capacity of a pure substance by virtue of the amount of heat necessary to raise the temperature per amount of mass. [Allotrope] |  |  |  | heat capacity (quality) | http://purl.allotrope.org/ontologies/quality#AFQ_0000271
specific rotation | specific rotation result; specific optical rotation |  | result | A specific rotation result is is a quality quantification facet quantifying the change in orientation of monochromatic plane-polarized light, per unit distance–concentration product, as the light passes through a sample of a compound in solution. [Wikipedia] |  | https://en.wikipedia.org/wiki/Specific_rotation |  | quality quantification facet | http://purl.allotrope.org/ontologies/result#AFR_0002395
specific rotation (quality) |  |  | quality | Specific rotation is the change in orientation of monochromatic plane-polarized light, per unit distance–concentration product, as the light passes through a sample of a compound in solution. [Wikipedia] |  | https://en.wikipedia.org/wiki/Specific_rotation |  | birefringence (quality) | http://purl.allotrope.org/ontologies/quality#AFQ_0000317
specific rotation document |  |  | result | A specific rotation document is a document about a polarimetry process used to measure a specific rotation. [Allotrope] |  |  |  |  | http://purl.allotrope.org/ontologies/result#AFR_0002396
specific surface area |  |  | result | When the area of the interface between two phases is proportional to the mass of one of the phases (e.g. for a solid adsorbent, for an emulsion or for an aerosol), the specific surface area (a, s or preferably as) is defined as the surface area divided by the mass of the relevant phase. [IUPAC] |  | PAC, 1972, 31, 577. (Manual of Symbols and Terminology for Physicochemical Quantities and Units, Appendix II: Definitions, Terminology and Symbols in Colloid and Surface Chemistry) |  | quality quantification facet | http://purl.allotrope.org/ontologies/result#AFR_0002120
specifically dependent continuant |  |  |  | b is a specifically dependent continuant if b is a continuant and there is some independent continuant c which is not a spatial region and which is such that b specifically depends on c at every time t during the course of b’s existence. [BFO] |  |  | the mutual dependence of proton donors and acceptors in chemical reactions [79; the smell of this portion of mozzarella; of one-sided specifically dependent continuants: the mass of this tomato; the mutual dependence of the role predator and the role prey as played by two organisms in a given interaction; the disposition of this fish to decay; of relational dependent continuants (multiple bearers): John’s love for Mary, the ownership relation between John and this statue, the relation of authority between John and his subordinates.; Reciprocal specifically dependent continuants: the function of this key to open this lock and the mutually dependent disposition of this lock: to be opened by this key; the function of this heart: to pump blood; the role of being a doctor; the pink color of a medium rare piece of grilled filet mignon at its center; the shape of this hole. | continuant | http://purl.obolibrary.org/obo/BFO_0000020
specification | directive information entity |  | result | A specification is a proposition about the intended purpose or design of an entity. [Allotrope] |  |  |  | proposition | http://purl.allotrope.org/ontologies/result#AFR_0000957
specification assessment |  |  | result | A specification assessment is an assessment about whether some result conforms to a predefined specification. [Allotrope] |  |  |  |  | http://purl.allotrope.org/ontologies/result#AFR_0002439
specification coordination |  |  | result | A specification coordination is a subject coordination of a subclass of directive information class. [Allotrope] |  |  | Volume concentration setting is a setting that specifies the volume concentration. | subject coordination | http://purl.allotrope.org/ontologies/result#AFR_0001570
specification target role | specification subject; specification target |  | role | A specification target is the role of a material entity that participates in a specifying process and is what the resulting specification is about. [Allotrope] |  |  |  | subject role | http://purl.allotrope.org/ontologies/role#AFRL_0000030
specified action |  |  | role | Specified action is the role of information object that specifies an activity. [Allotrope] |  |  |  |  | http://purl.allotrope.org/ontologies/role#AFRL_0000066
specified capability |  |  | role | Specified capability is the contextual role of an information object that specifies a capability. [Allotrope] |  |  |  |  | http://purl.allotrope.org/ontologies/role#AFRL_0000067
specified degradation product role | specified degradation product |  | role | A degradation product role that is individually listed and limited with a specific acceptance criterion in the new drug product specification. A specified degradation product can be either identified or unidentified. [ICH-Q3A] |  |  |  | degradation product role | http://purl.allotrope.org/ontologies/role#AFRL_0000430
specified impurity role | specified impurity |  | role | An impurity that is individually listed and limited with aspecific acceptance criterion in the new drug substance specification. A specified impurity can be either identified or unidentified. [ICH-Q3A] |  |  |  | impurity role | http://purl.allotrope.org/ontologies/role#AFRL_0000426
specified procedure | specified workflow; specified flow |  | role | Specified procedure is the contextual role of an information object that specifies a flow of activities. [Allotrope] |  |  |  |  | http://purl.allotrope.org/ontologies/role#AFRL_0000071
specified profile |  |  | role | Specified profile is the contextual role of an information object that specifies a process profile. [Allotrope] |  |  |  |  | http://purl.allotrope.org/ontologies/role#AFRL_0000079
specified quality |  |  | role | A specified quality is the contextual role of an information object that describes a quality as part of an specification. [Allotrope] |  |  |  |  | http://purl.allotrope.org/ontologies/role#AFRL_0000068
specified situation |  |  | role | A specified situation is the contextual role of an information object that describes a portion of reality as part of a specification. [Allotrope] |  |  |  |  | http://purl.allotrope.org/ontologies/role#AFRL_0000069
specifying |  |  | process | Specifying is a process that produces an information object which describes constraints or objectives on characteristics like qualities, functions, dispositions, facets of continuants or processes. [Allotrope] |  |  |  | producing | http://purl.allotrope.org/ontologies/process#AFP_0003299
specimen role | specimen |  | role | Specimen role is the sample role of a prepared fraction of a portion of material that is analyzed in a particular experiment. [Allotrope] |  |  |  | sample role | http://purl.allotrope.org/ontologies/role#AFRL_0000352
spectra combination |  |  | process | Spectra combination is a data transformation that combines multiple spectra. [Allotrope] |  |  |  |  | http://purl.allotrope.org/ontologies/process#AFP_0000801
spectral library search hit | library search hit; search hit; hit |  | result | A spectral library search hit is a result of a library search where a record matches some search criteria. [Allotrope] |  |  |  |  | http://purl.allotrope.org/ontologies/result#AFR_0001954
spectral library search result | library search result; library search report |  | result | A spectral library search result is a report that lists the hits on search in a spectral library database. [Allotrope] |  |  |  |  | http://purl.allotrope.org/ontologies/result#AFR_0001953
spectrometer | spectrograph; spectroscope |  | equipment | A piece of apparatus used to measure a spectrum. [CHMO] |  |  |  |  | http://purl.allotrope.org/ontologies/equipment#AFE_0000857
spectrometer type |  |  | result | A spectrometer type is a classification datum that classifies the type of spectrometer used in a process. [Allotrope] |  |  |  |  | http://purl.allotrope.org/ontologies/result#AFR_0002364
spectrometry | spectroscopy |  | process | The study of the interaction of a sample with radiation or particles for measurement or detection. [CHMO] |  |  |  | physical characterization assay | http://purl.allotrope.org/ontologies/process#AFP_0000527
spectrophotometer |  |  | equipment | A spectrophotometer is a photometer that measures the intensity of light at each individual wavelength. [Allotrope] |  |  |  | photometer | http://purl.allotrope.org/ontologies/equipment#AFE_0000185
spectrophotometry | molecular electronic absorption spectroscopy; molecular absorption spectrophotometry; MAS |  | process | A type of spectroscopy where the sample absorbs radiation in the range ultraviolet to near-infrared (0.1-2.5 µm) resulting in electronic transitions within the sample. [CHMO] |  |  |  | electronic spectroscopy | http://purl.allotrope.org/ontologies/process#AFP_0000266
spectrophotometry aggregate document |  |  | result | A spectrophotometry aggregate document is a document that aggregates spectrophotometry documents. [Allotrope] |  |  |  |  | http://purl.allotrope.org/ontologies/result#AFR_0002937
spectrophotometry document |  |  | result | A spectrophotometry document is a document that encompasses the information associated with some spectrophotometry run. [Allotrope] |  |  |  |  | http://purl.allotrope.org/ontologies/result#AFR_0002938
spectroscopy result |  |  | result | Result of a spectroscopical measurement. [Allotrope] |  |  |  |  | http://purl.allotrope.org/ontologies/result#AFR_0000754
spectrum | spectrum plot; spectra |  | result | A spectrum is a data distribution function of a measured quantity in a spectroscopy against some experimental parameter. [Allotrope] |  |  |  |  | http://purl.allotrope.org/ontologies/result#AFR_0000068
spectrum library name |  |  | result | A spectrum library name is a name that denotes a library of spectra used for substance identification by fingerprinting. [Allotrope] |  |  |  | fingerprinting parameter | http://purl.allotrope.org/ontologies/result#AFR_0001614
specular reflection | regular reflection |  | process | Specular reflection is the mirror-like reflection of waves, such as light, from a surface. In this process, each incident ray is reflected, with the reflected ray having the same angle to the surface normal as the incident ray. [Wikipedia] |  | https://en.wikipedia.org/wiki/Specular_reflection |  | reflection | http://purl.allotrope.org/ontologies/process#AFP_0003592
specular reflection aggregate document |  |  | result | A specular reflection aggregate document is a document that aggregates specular reflection documents. [Allotrope] |  |  |  |  | http://purl.allotrope.org/ontologies/result#AFR_0002715
specular reflection document |  |  | result | A specular reflection document is a document about a specular reflection process. [Allotrope] |  |  |  |  | http://purl.allotrope.org/ontologies/result#AFR_0002716
speed | velocity |  |  | A physical quality inhering in a bearer by virtue of the bearer's scalar absolute value of the rate of change of the bearer's position. [PATO] |  |  |  | movement quality | http://purl.obolibrary.org/obo/PATO_0000008
spherulite association state | spherulite |  | quality | A spherulite association state is an association state where the primary particles associate as a collection of particles grouped radially about a central point. [Allotrope] |  |  |  | association state (quality) | http://purl.allotrope.org/ontologies/quality#AFQ_0000309
spiked sample role | spike role; spike; spike sample |  | role | A spiked sample role is a sample role of a material that does contain a spike substance. [Allotrope] |  |  |  | sample role | http://purl.allotrope.org/ontologies/role#AFRL_0000260
spin column | spin concentrator |  | equipment | A spin column is a column used for concentration of biological samples containing membranes for ultrafiltration. The solid phase is made up of silica to which the biological sample binds. [Allotrope] |  |  |  |  | http://purl.allotrope.org/ontologies/equipment#AFE_0001763
split injection |  |  | process | Split injection is a GC injection whereby a fraction of the volatilized sample is swept onto the GC column with the remaining split/swept to waste. [Allotrope] |  |  |  | gas chromatography injection | http://purl.allotrope.org/ontologies/process#AFP_0003685
split inlet | S; split injector; split |  | equipment | A split inlet is a gas chromatograph inlet followed by a splitter enabling the carrier gas to sweep a part of volatilized sample onto the GC column, with that remaining split/swept to waste. [Allotrope] |  |  |  | gas chromatograph inlet | http://purl.allotrope.org/ontologies/equipment#AFE_0000811
split/splitless inlet |  |  | equipment | A split/splitless inlet is a gas chromatograph inlet that supports both split and splitless injection modes. [Allotrope] |  |  |  | gas chromatograph inlet | http://purl.allotrope.org/ontologies/equipment#AFE_0002194
splitless injection |  |  | process | Splitless injection is a GC injection whereby the carrier gas sweeps the volatilized sample onto the GC column for a specified period of time before diverting the remaining sample to waste. [Allotrope] |  |  |  | gas chromatography injection | http://purl.allotrope.org/ontologies/process#AFP_0003684
splitless inlet | splitless injector; SL; splitless |  | equipment | A splitless inlet is a gas chromatograph inlet enabling the carrier gas to sweep the volatilized sample onto the GC column. [Allotrope] |  |  |  | gas chromatograph inlet | http://purl.allotrope.org/ontologies/equipment#AFE_0000755
splitter |  |  | equipment | A device used to split a fluid into two component streams. [Allotrope] |  |  |  | distribution device | http://purl.allotrope.org/ontologies/equipment#AFE_0000558
spray |  |  | material | A spray is a heterogeneous mixture where a small amount of liquid is dispersed into a gas. [Allotrope] |  |  |  | suspension | http://purl.allotrope.org/ontologies/material#AFM_0000494
spray ionization |  |  | process | Spray ionization is a ionization that involve dispersing the liquid into fine droplets as a component step. [IUPAC] |  | K. K. Murray, R. K. Boyd, M. N. Eberlin, G. J. Langley, L. Li and Y. Naito, Pure Appl. Chem., 2013, 85, 1515-1609 |  |  | http://purl.allotrope.org/ontologies/process#AFP_0002573
standard | norm |  | result | A standard is a norm or requirement that is established for technical systems. [Wikipedia] |  |  |  | specification | http://purl.allotrope.org/ontologies/result#AFR_0001276
standard aggregate document | standard aggregate result |  | result | A standard aggregate document is a document that is about an ordered collection of standards. [Allotrope] |  |  |  |  | http://purl.allotrope.org/ontologies/result#AFR_0002338
standard curve qPCR experiment | standard curve experiment; standard curve |  | process | A standard curve qPCR experiment is an experiment using qPCR that measures prepared samples and standards to determine absolute DNA target quantity in samples. [Allotrope] |  |  |  | qPCR experiment | http://purl.allotrope.org/ontologies/process#AFP_0003775
standard deviation |  |  | result | The standard deviation is a measure of the amount of variation or dispersion of a set of values. [Wikipedia] |  |  |  | descriptive statistic | http://purl.allotrope.org/ontologies/result#AFR_0002192
standard deviation role | standard deviation |  | role | Standard deviation role is a statistical datum role of a datum that is a measure of the amount of variation or dispersion of a set of values. [Wikipedia] |  | https://en.wikipedia.org/wiki/Standard_deviation |  | statistic datum role | http://purl.allotrope.org/ontologies/role#AFRL_0000527
standard document |  |  | result | A standard document is a document about a particular standard. [Allotrope] |  |  |  |  | http://purl.allotrope.org/ontologies/result#AFR_0002228
standard facet |  |  | result | A standard facet is a facet that part of some standard or is about some standard material. [Allotrope] |  |  |  | facet | http://purl.allotrope.org/ontologies/result#AFR_0002203
standard identifier | standard id |  | result | A standard identifier is an identifier that identifies a standard being measured. [Allotrope] |  |  |  | material identifier | http://purl.allotrope.org/ontologies/result#AFR_0002810
standard material role | standard role; standard |  | role | Standard material role is a role of material that is set up and established by authority as a reference material for the measure of quantity, weight, extent, value, or quality. [Allotrope] |  |  |  | reference role | http://purl.allotrope.org/ontologies/role#AFRL_0000233
standard measured value |  |  | result | A standard measured value is an assay result that is a measure of the standard material. [Allotrope] |  |  |  | standard facet | http://purl.allotrope.org/ontologies/result#AFR_0002179
standard nominal value |  |  | result | A standard nominal value is a nominal value for a measurement assigned to a standard material. [Allotrope] |  |  |  | standard facet | http://purl.allotrope.org/ontologies/result#AFR_0002178
standard preparation | standard processing |  | process | A sample preparation process is a planned process that prepares a portion of material for being used in a calibration standard role. [Allotrope] |  |  |  | material process; planned process | http://purl.allotrope.org/ontologies/process#AFP_0003704
standard sample role | standard sample; standard |  | role | An standard sample role is a sample role of a material sample that does contain a known amount of standard material. [Allotrope] |  |  |  | sample role | http://purl.allotrope.org/ontologies/role#AFRL_0000255
start |  |  | process | The process boundary when the process starts. [Allotrope] |  |  |  |  | http://purl.allotrope.org/ontologies/process#AFP_0003328
start command | begin; begin command; start |  | result | A start command is a process command that orders the procedural element to begin executing the normal RUNNING logic. This command is only valid when the procedural element is in the IDLE state. [Allotrope] |  |  |  | process command | http://purl.allotrope.org/ontologies/result#AFR_0001503
start delay | start time offset |  | result | A start delay is a process property that describes a difference in time between a start process boundary and some other point in time. [Allotrope] |  |  |  |  | http://purl.allotrope.org/ontologies/result#AFR_0002700
start event specification |  |  | result | A start event specification is an event specification that is about the start of some process. [Allotrope] |  |  |  | event specification | http://purl.allotrope.org/ontologies/result#AFR_0001555
start height |  |  | result | A start height is the height of some entity at the start of a process. [Allotrope] |  |  |  |  | http://purl.allotrope.org/ontologies/result#AFR_0002627
start strain point |  |  | result | A start strain point is the data point with the lowest abscissa value on a line between two points on a stress-strain curve. [Allotrope] |  |  |  |  | http://purl.allotrope.org/ontologies/result#AFR_0002586
start time |  |  | result | A start time is a time that denotes the start of some process. [Allotrope] |  |  |  |  | http://purl.allotrope.org/ontologies/result#AFR_0002422
start time setting |  |  | result | A start time setting is a setting specifying the start time of some process. [Allotrope] |  |  |  | time setting | http://purl.allotrope.org/ontologies/result#AFR_0002562
starting material role |  |  | role | A role for a material used in the synthesis of a new drug substance that is incorporated as an element into the structure of an intermediate and/or of the new drug substance. [ICH-Q3A] |  |  |  | reactant role | http://purl.allotrope.org/ontologies/role#AFRL_0000420
state |  |  | process | A state is a homomeric, cumulative process in which all the temporal parts are described by the same expression used for the whole. [Allotrope] |  | http://www.loa.istc.cnr.it/old/Papers/D18.pdf | corroding |  | http://purl.allotrope.org/ontologies/process#AFP_0003374
state condition | status condition |  | result | A condition that is fulfilled if a specified situation occurs. [Allotrope] |  |  |  | condition | http://purl.allotrope.org/ontologies/result#AFR_0001657
state facet |  |  | result | A state facet is a facet that is about some state at a certain time. A state is a process during which some characteristic remains constant. [Allotrope] | States that are not likely to change such as qualities are not described by state facets. Being of a certain mass is a state, but a facet that describes this would usually be usually considered a quantification facet instead of a state facet. [Allotrope] |  | opening state with states opened or closed | facet | http://purl.allotrope.org/ontologies/result#AFR_0002023
state of matter | material state |  | quality | A state of matter is a quality of material that is one of the distinct forms in which matter can exist. Four states of matter are observable in everyday life: solid, liquid, gas, and plasma. Many other states are known to exist only in extreme situations, such as Bose-Einstein condensates, neutron-degenerate matter, and quark-gluon plasma, which only occur in situations of extreme cold, extreme density, and extremely high-energy color-charged matter respectively. [Wikipedia] |  |  |  | morphology | http://purl.allotrope.org/ontologies/quality#AFQ_0000111
state of matter state |  |  | process | A changing state of matter is a quality state that is expressed by the state of matter of some material participating in the state. [Allotrope] |  |  |  | quality state | http://purl.allotrope.org/ontologies/process#AFP_0003823
state specification | status specification |  | result | A state specification is a specification about a state that will be realized in some possible future occurrence. [Allotrope] |  |  | A specification about a device running, or pausing. | specification | http://purl.allotrope.org/ontologies/result#AFR_0001544
stationary phase |  |  | role | A stationary phase is the chromatographic phase role of a solid, gel or liquid material that is the stationary component in chromatography. [Allotrope] |  |  |  | chromatographic phase | http://purl.allotrope.org/ontologies/role#AFRL_0000032
statistic coordination |  |  | result | A statistic coordination is a class coordination that coordinates a class with a statistic contextual role. [Allotrope] |  |  |  |  | http://purl.allotrope.org/ontologies/result#AFR_0001571
statistic datum role | statistic; statistical result |  | role | A statistic datum is the summary output of descriptive statistics on a statistical population. [Allotrope] |  |  |  | statistical role | http://purl.allotrope.org/ontologies/role#AFRL_0000328
statistical facet |  |  | result | A statistical facet is a mathematical facet that is part of some statistics. [Allotrope] |  |  |  | mathematical facet | http://purl.allotrope.org/ontologies/result#AFR_0001852
statistical feature |  |  | result | A statistical feature is a statistical facet that defines the feature with the role of a description or classification of a property, characteristic or facet of the members of the aggregate that is common to each member and is used to make aggregated data about the aggregate. [Allotrope] |  |  |  | statistical facet | http://purl.allotrope.org/ontologies/result#AFR_0002699
statistical inference |  |  | process | Statistical inference is the process of using data analysis to deduce properties of an underlying probability distribution. [Wikipedia] |  | https://en.wikipedia.org/wiki/Statistical_inference |  | inferring | http://purl.allotrope.org/ontologies/process#AFP_0003638
statistical method | sampling method; statistical specification |  | result | A statistics method is a specification (method) for sampling a population, quantification of qualities of the samples and applying statistics on the quantified qualities to produce summary information on the population. [Allotrope] |  |  |  | plan specification | http://purl.allotrope.org/ontologies/result#AFR_0001508
statistical population | population; population (statistics) |  | result | In statistics, a population is a set of similar items or events which is of interest for some question or experiment. A statistical population can be a group of existing objects or a hypothetical and potentially infinite group of objects conceived as a generalization from experience. [Wikipedia] |  | https://en.wikipedia.org/wiki/Statistical_population |  | statistical facet | http://purl.allotrope.org/ontologies/result#AFR_0001209
statistical population role | population; statistical population; population role |  | role | A statistical population role is the statistical role of a set of similar items or events which is of interest for some question or experiment (the statistical population). A statistical population can be a group of existing entities or a hypothetical and potentially infinite group of entities conceived as a generalization from experience. [Wikipedia] |  | https://en.wikipedia.org/wiki/Statistical_population | the class of living cells is the population role in the 'average living cell diameter' result datum of a cell counter result | statistical role | http://purl.allotrope.org/ontologies/role#AFRL_0000325
statistical role |  |  | role | A statistical role is a contextual role of data in statistics. [Allotrope] |  |  |  | mathematical role | http://purl.allotrope.org/ontologies/role#AFRL_0000319
statistical sample role |  |  | role | A statistical sample role is the contextual role of a subset of a statistical population that is chosen to represent the population in a statistical analysis. [Wikipedia] |  | https://en.wikipedia.org/wiki/Statistical_population |  | statistical role | http://purl.allotrope.org/ontologies/role#AFRL_0000324
statistical sample set | statistical sample |  | result | A statistical sample set is a description of a subset of the statistical population, that is chosen to represent the population in a statistical analysis. [Wikipedia] |  | https://en.wikipedia.org/wiki/Statistical_population |  | statistical facet | http://purl.allotrope.org/ontologies/result#AFR_0001210
statistical skew (chromatography) | statistical skew |  | result | A quantitative asymmetry factor using the third statistical moment calculated from the peak. [Allotrope] |  |  |  | chromatographic peak asymmetry factor | http://purl.allotrope.org/ontologies/result#AFR_0001238
statistics aggregate document |  |  | result | A statistics aggregate document is a document that aggregates statistics documents. [Allotrope] |  |  |  |  | http://purl.allotrope.org/ontologies/result#AFR_0002697
statistics document |  |  | result | A statistics document is a document that encapsulates the statistical information associated with some population. [Allotrope] |  |  |  |  | http://purl.allotrope.org/ontologies/result#AFR_0002698
step interpolation algorithm |  |  | result | A step interpolation algorithm is an interpolation algorithm where two subsequent points are interpolated by a step function that switches from the first ordinate value to the second ordinate value at the center of the abscissa values. [Allotrope] |  |  |  | interpolation algorithm | http://purl.allotrope.org/ontologies/result#AFR_0001695
step size | increment |  | result | The difference between two discrete points next to each other in a range of discrete values. [Allotrope] |  |  | Step size of sweeping over 2Theta, unit ° [Allotrope]; A device property can be set between a minimum and maximum value but only in steps of the increment value. [Allotrope] | facet | http://purl.allotrope.org/ontologies/result#AFR_0000950
stereochemical composition |  |  | quality | Stereochemical composition is a composition quality based on the stereochemistry of its components. [Allotrope] |  |  |  | composition | http://purl.allotrope.org/ontologies/quality#AFQ_0000223
stereochemical purity |  |  | quality | A purity quality of a material with respect to its stereoisomers. [Allotrope] |  |  |  | purity (quality) | http://purl.allotrope.org/ontologies/quality#AFQ_0000216
stir bar |  |  | equipment | A stir bar is a small magnetic bar used in a magnetic stirrer. [Allotrope] |  |  |  |  | http://purl.allotrope.org/ontologies/equipment#AFE_0000199
stir bar stirring rate profile | stir bar stirring rate profile result |  | result | A stir bar stirring rate profile is a profile that quantifies the rate of the stirring process using a magnetic stirrer. [Allotrope] |  |  |  | stirring rate profile | http://purl.allotrope.org/ontologies/result#AFR_0002061
stirrer | agitator; mixer |  | equipment | A stirrer is a mixing device used for stirring something. [Allotrope] |  |  |  | mixer | http://purl.allotrope.org/ontologies/equipment#AFE_0000812
stirring |  |  | process | Stirring is a mixing involving the agitation of a solution through circular motion. [Allotrope] |  |  |  | mixing | http://purl.allotrope.org/ontologies/process#AFP_0001698
stirring aggregate document |  |  | result | A stirring aggregate document is a document that aggregates stirring documents. [Allotrope] |  |  |  |  | http://purl.allotrope.org/ontologies/result#AFR_0002956
stirring document |  |  | result | A stirring document is a document that encompasses the information associated with a stirring process. [Allotrope] |  |  |  |  | http://purl.allotrope.org/ontologies/result#AFR_0002957
stirring rate |  |  | result | Stirring rate is an angular velocity of the rotating, agitating component in stirrer. [Allotrope] |  |  |  |  | http://purl.allotrope.org/ontologies/result#AFR_0002101
stirring rate data cube |  |  | result | A stirring rate data cube is a data cube that represents the stirring rate over time. [Allotrope] |  |  |  |  | http://purl.allotrope.org/ontologies/result#AFR_0002343
stirring rate process profile |  |  | process | A stirring rate process profile is a cyclic rate process profile of the changing rotation speed of the stirrer in the liquid. [Allotrope] |  |  |  |  | http://purl.allotrope.org/ontologies/process#AFP_0003750
stirring rate profile | stirring rate profile result |  | result | An overhead stirring rate profile is a profile that quantifies the stirring rate of the stirring process. [Allotrope] |  |  |  |  | http://purl.allotrope.org/ontologies/result#AFR_0002060
stop command | end command; end; stop |  | result | A stop command is a process command that orders the procedural element to execute the stopping logic. [Allotrope] |  |  |  | process command | http://purl.allotrope.org/ontologies/result#AFR_0001626
stopped state | is stopped; stopped |  | process | A completed state is a state during which a planned process has run to an end and the device or service is waiting for a reset that cause the state to change to an idle state. [Allotrope] |  |  |  | process state | http://purl.allotrope.org/ontologies/process#AFP_0003671
stopping | turning off; impeding; deactivating |  | process | Stopping it the process of ceasing or preventing the transfer of a flow. [NIST] |  |  | A reflective coating on a window stops the transmission of UV radiation through a window. [NIST] | controlling | http://purl.allotrope.org/ontologies/process#AFP_0003424
storage medium role |  |  | role | Storage medium is the role of a material or site where something is stored. [Allotrope] |  |  |  | storage role | http://purl.allotrope.org/ontologies/role#AFRL_0000120
storage role |  |  | role | A role that is realized in some storing process. [Allotrope] |  |  |  |  | http://purl.allotrope.org/ontologies/role#AFRL_0000121
stored object role | stored object |  | role | A stored object is the storage role of an material entity that is being stored in a storage medium. [Allotrope] |  |  |  | storage role | http://purl.allotrope.org/ontologies/role#AFRL_0000487
storing energy | conserving energy |  | process | Storing energy is the storing of energy. [Allotrope] |  |  |  | energetic process | http://purl.allotrope.org/ontologies/process#AFP_0003324
storing material |  |  | process | Storing material is the storing of material. [Allotrope] |  |  |  | material process | http://purl.allotrope.org/ontologies/process#AFP_0003323
storing state | storing |  | process | Storing is containing or collecting flows to accumulate. [NIST] |  |  |  | providing state | http://purl.allotrope.org/ontologies/process#AFP_0003551
strain |  |  | result | A strain is a quality quantification facet that quantifies the magnitude of deformation representing the displacement between particles in the body relative to a reference length. [Allotrope] |  |  |  | quality quantification facet | http://purl.allotrope.org/ontologies/result#AFR_0002591
strain (quality) | strain; deformation |  | quality | Strain is a quality of deformation representing the displacement between particles in the body relative to a reference length. [Wikipedia] |  |  |  | mechanical quality | http://purl.allotrope.org/ontologies/quality#AFQ_0000211
street address |  |  | result | The street address is a location facet of a postal address, that denotes a street. [Allotrope] |  |  |  | location facet | http://purl.allotrope.org/ontologies/result#AFR_0001078
strength (quality) | strength |  |  | A quality inhering in a bearer by virtue of the bearer's power or force. |  |  |  | mechanical quality | http://purl.obolibrary.org/obo/PATO_0001230
stress |  |  | result | A stress is a quality quantification facet that quantifies the internal forces that neighboring particles of a continuous material exert on each other. [Allotrope] |  |  |  | quality quantification facet | http://purl.allotrope.org/ontologies/result#AFR_0002592
stress (quality) | stress |  | quality | Stress is a mechanical quality representing the internal forces that neighboring particles of a continuous material exert on each other. [Wikipedia] |  |  |  | mechanical quality | http://purl.allotrope.org/ontologies/quality#AFQ_0000340
stress aggregate document |  |  | result | A stress aggregate document is a document that is about a collection of stress documents. [Allotrope] |  |  |  |  | http://purl.allotrope.org/ontologies/result#AFR_0002946
stress document |  |  | result | A stress document is a document that encompasses the information associated with a stress. [Allotrope] |  |  |  |  | http://purl.allotrope.org/ontologies/result#AFR_0002947
stress-strain curve |  |  | result | A stress-strain curve is a data distribution function that is a plot of the stress vs strain of a material. [Allotrope] |  |  |  |  | http://purl.allotrope.org/ontologies/result#AFR_0002602
stress-strain data cube |  |  | result | A stress-strain data cube is a data cube that represents a stress-strain curve. [Allotrope] |  |  |  |  | http://purl.allotrope.org/ontologies/result#AFR_0002601
strong anion-exchange column | SAX column |  | equipment | A chromatography column where the stationary phase is a strong anion exchanger. [CHMO] |  |  |  | anion-exchange column | http://purl.allotrope.org/ontologies/equipment#AFE_0000277
strong cation-exchange column | SCX column |  | equipment | A chromatography column where the stationary phase is a strong cation exchanger. [CHMO] |  |  |  | cation-exchange column | http://purl.allotrope.org/ontologies/equipment#AFE_0000360
structure | conformation; relational structural quality |  |  | A morphology quality inhering in a bearer by virtue of the bearer's relative position, shape, arrangements and connectivity of an material entity's various parts; the pattern underlying its form. [PATO] |  |  |  | morphology | http://purl.obolibrary.org/obo/PATO_0000141
structure data |  |  | result | Data obtained from a structure determination method. [CHMO] |  |  |  | description | http://purl.allotrope.org/ontologies/result#AFR_0000064
structure determination |  |  | process | A chemical structure determination includes a chemist's specifying the molecular geometry and, when feasible and necessary, the electronic structure of the target molecule or other solid. [Wikipedia] |  | https://en.wikipedia.org/wiki/Chemical_structure |  | specifying | http://purl.allotrope.org/ontologies/process#AFP_0003274
stuck particle correction enabled setting |  |  | result | A stuck particle correction enabled setting is a control setting for a FBRM run that controls whether or not data analysis ignores stuck particles (those present in the same location of the laser path even as the laser rotates), which can correct for up to 10% of the particles being stuck. [Allotrope] |  |  |  |  | http://purl.allotrope.org/ontologies/result#AFR_0002355
subatomic particle |  |  |  | A subatomic particle is a material that is below the scale of an atom. [Allotrope] |  |  |  |  | http://purl.obolibrary.org/obo/CHEBI_36342
subject coordination | aboutness coordination |  | result | A subject coordination is a class coordination of a subclass of information content entity with the subject the class is about. [Allotrope] |  |  |  |  | http://purl.allotrope.org/ontologies/result#AFR_0001562
subject role | about role; information target role; information subject role |  | role | A role of an entity in some information producing process that produces information about this entity. [Allotrope] |  |  |  |  | http://purl.allotrope.org/ontologies/role#AFRL_0000290
submission role |  |  | role | A submission role is a role that is realized in a submitting process. [Allotrope] |  |  |  |  | http://purl.allotrope.org/ontologies/role#AFRL_0000449
submitter | submitter id; submitter ID; submitter identifier |  | result | Submitter is measurement metadata about the name or identifier of a person that has the role of a submitter in the measurement. [Allotrope] |  |  |  |  | http://purl.allotrope.org/ontologies/result#AFR_0002531
submitter role | submitter |  | role | A submitter role is the role of a material entity that plays the sender of the submitted entity in a submitting process. [Allotrope] |  |  |  | submission role | http://purl.allotrope.org/ontologies/role#AFRL_0000441
submitting | submission |  | process | Submitting is the transferring of a material or information from a sender (the submitter) to a receiver with the intent that the receiver acts on the transferred entity towards an objective stated by the submitter. [Allotrope] |  |  | the submitting of a report for approval; the submitting of a sample for analysis | transferring | http://purl.allotrope.org/ontologies/process#AFP_0003646
substance coordination |  |  | result | A substance coordination is a material coordination that coordinates the material class with the class of its granular parts of molecular scope. [Allotrope] |  |  | Potion of water is a compound with a substance coordination to water (molecules). [Allotrope] | material coordination | http://purl.allotrope.org/ontologies/result#AFR_0001567
subsystem role |  |  | role | Parts of a system that are a building a system on its own. [Allotrope] |  |  |  | system role | http://purl.allotrope.org/ontologies/role#AFRL_0000102
successor |  |  | result | A successor is an order facet of an information content entity that refers to the information content entity immediately after it in a containing list. [Allotrope] |  |  |  | order | http://purl.allotrope.org/ontologies/result#AFR_0000934
successor role |  |  | role | A successor role is an ordering role that applies if the information object or the entity it is about is after another one in a sequence. [Allotrope] |  |  |  | ordering role | http://purl.allotrope.org/ontologies/role#AFRL_0000458
suitability calculations enabled setting |  |  | result | A suitability calculations enabled setting is a data processing setting that indicates if system suitability results are to be calculated. [Allotrope] |  |  |  |  | http://purl.allotrope.org/ontologies/result#AFR_0002822
suitability pharmacopoeia setting |  |  | result | A suitability pharmacopoeia setting is a data processing setting that indicates which pharmacopoeia calculation methods are to be used. [Allotrope] |  |  |  |  | http://purl.allotrope.org/ontologies/result#AFR_0002824
sulfur chemiluminescence detection | sulfur chemiluminescence process; SCD; sulfur chemiluminescence measurement |  | process | The detection of luminescence emitted from sulfur in a sample as a result of a chemical reaction. [Allotrope] |  |  |  | measuring | http://purl.allotrope.org/ontologies/process#AFP_0003835
sulfur chemiluminescence detector | SCD |  | equipment | A sulfur chemiluminescence detector is a measurement component that measures an analyte in a gas stream through the detection of sulfur chemiluminescence when reacting with ozone. [Allotrope] |  |  |  | measurement component | http://purl.allotrope.org/ontologies/equipment#AFE_0002275
sum |  |  | role | The sum is the contextual role of numerical data that results from the addition of two or more numbers, amounts, or items. [Allotrope] |  |  |  | term mathematical role | http://purl.allotrope.org/ontologies/role#AFRL_0000250
summarizing |  |  | process | Shortening a passage or a write-up without changing its meaning but by using different words and sentences. [Wikipedia] |  | https://en.wikipedia.org/wiki/Summary |  | data transformation | http://purl.allotrope.org/ontologies/process#AFP_0003654
summary datum | aggregate facet; summary facet |  | result | A summary datum is a facet of a collection that is about summary information about features of the members of the collection, such as descriptive statistics in order to communicate the largest amount of information as simply as possible. [Allotrope] |  |  | maximum height of a peak - peak is a collection of peak points, peak height is a facet of each peak point. | facet | http://purl.allotrope.org/ontologies/result#AFR_0001213
supercritical fluid |  |  | material | A supercritical fluid is a gas whose temperature and pressure are above the critical temperature and critical pressure. In this state, the distinction between liquid and gas disappears. [Wikipedia] |  |  |  |  | http://purl.allotrope.org/ontologies/material#AFM_0000401
supercritical fluid | supercritical fluid state of matter |  | quality | A gaseous state of matter in which temperature and pressure are above the critical temperature and critical pressure. In this state, the distinction between liquid and gas disappears. [Wikipedia] |  |  |  | gas | http://purl.allotrope.org/ontologies/quality#AFQ_0000119
supercritical mobile phase |  |  | role | Supercritical mobile phase is the mobile phase role of a supercritical fluid material. [Allotrope] |  |  |  |  | http://purl.allotrope.org/ontologies/role#AFRL_0000165
supercritical-fluid chromatograph | supercritical-fluid chromatography device; SFC device |  | equipment | A piece of apparatus, consisting of a mobile phase supply system, an injection or sampling system, a column, detector and a data acquisition/processing system, that is used to carry out chromatographic separations where the mobile phase is a fluid above and relatively close to its critical temperature and pressure. [Allotrope] |  |  |  | chromatograph | http://purl.allotrope.org/ontologies/equipment#AFE_0000673
supercritical-fluid chromatography | SFC |  | process | Column chromatography where the mobile phase is a fluid above and relatively close to its critical temperature and pressure. [CHMO] |  |  |  | chromatography | http://purl.allotrope.org/ontologies/process#AFP_0000253
supplying state | supplying |  | process | A supplying state is a providing state that makes energy or material available for processing or consumption. [Allotrope] |  |  | In a flashlight, the battery supplies energy to the bulb. [NIST] | providing state | http://purl.allotrope.org/ontologies/process#AFP_0003553
support role |  |  | role | A support role is a type of role whose bearer participates in a process in order to support the process so that it proceeds towards a secondary objective. [Allotrope] |  |  |  |  | http://purl.allotrope.org/ontologies/role#AFRL_0000085
support-coated open-tubular column | SCOT column |  | equipment | An open-tubular column in which a layer of porous particles deposited from a suspension coats the inner wall and serves as a support for a liquid stationary phase. [CHMO] |  |  |  | porous-layer open-tubular column | http://purl.allotrope.org/ontologies/equipment#AFE_0000307
surface-active disposition | surface-active agent |  | realizable | A surface-active agent is a disposition of a portion of material to react or interact with the surface of other materials. [Allotrope] |  |  |  | chemical disposition | http://purl.allotrope.org/ontologies/realizable#AFRE_0000014
surfactant |  |  | realizable | The disposition to lower the surface tension of the medium in which the material is dissolved, and/or the interfacial tension with other phases, and, accordingly, is positively adsorbed at the liquid/vapor and/or at other interfaces. [ChEBI] |  |  |  | surface-active disposition | http://purl.allotrope.org/ontologies/realizable#AFRE_0000013
survival range |  |  | role | An survival range is the contextual role of an description or specification of about an environment in which the operation of a system can or should operate without damaging the system. [Allotrope] |  |  |  | contextual role | http://purl.allotrope.org/ontologies/role#AFRL_0000332
suspension |  |  | material | A suspension is a heterogeneous mixture in which the solute particles do not dissolve but get suspended throughout the bulk of the medium. [Wikipedia] |  |  | sea water with sand | heterogeneous mixture | http://purl.allotrope.org/ontologies/material#AFM_0000442
symbol |  |  |  | An information content entity that is a mark(s) or character(s) used as a conventional representation of another entity. [IAO] |  |  | a serial number such as "12324X"; a written proper name such as "OBI"; a stop sign | facet | http://purl.obolibrary.org/obo/IAO_0000028
synthesis |  |  | process | Synthesis is a planned material process that combines, changes or converts material to produce a new material. [Allotrope] |  |  |  | producing | http://purl.allotrope.org/ontologies/process#AFP_0001348
synthesis role |  |  | role | A synthesis role is a role of a material that is participating in a synthesis (material conversion) process. [Allotrope] |  |  |  |  | http://purl.allotrope.org/ontologies/role#AFRL_0000344
syringe |  |  | equipment | A syringe is an injection device that is a simple pump consisting of a plunger that fits tightly in a tube. The plunger can be pulled and pushed along inside a cylindrical tube (called a barrel), allowing the syringe to take in and expel a liquid or gas through an orifice at the open end of the tube. [Wikipedia] |  |  |  | injection device | http://purl.allotrope.org/ontologies/equipment#AFE_0000746
system |  |  |  | A material entity consisting of multiple components that are causally integrated. [RO] |  |  |  |  | http://purl.obolibrary.org/obo/RO_0002577
system bond role | bond |  | role | A system bond is the role of a site where two components are connected via their ports. At this site energy or material can flow. [Allotrope] |  |  |  |  | http://purl.allotrope.org/ontologies/role#AFRL_0000146
system configuration | device setting; device configuration; configuration; setting |  | quality | A configuration is a range of determinate quality or combination of qualities that are present in some part of a device or system that influence participants in some of the functions of the device or system including the device or system itself. [Allotrope] |  |  | detector wavelength is a device configuration of a specific detector assembly, e.g. optical filters or of a controller in the detector to detect certain ranges of wavelength of the electromagnetic spectrum |  | http://purl.allotrope.org/ontologies/quality#AFQ_0000036
system flow rate data cube |  |  | result | A system flow rate data cube is a data cube that represents the flow rate through the system pump of a chromatograph. [Allotrope] |  |  |  |  | http://purl.allotrope.org/ontologies/result#AFR_0002708
system flow rate profile |  |  | result | A system flow rate profile is a flow rate profile of the flow rate through the system pump of the chromatograph. [Allotrope] |  |  |  |  | http://purl.allotrope.org/ontologies/result#AFR_0002376
system of quantity kinds |  |  |  | A system of quantity kinds is a set of one or more quantity kinds together with a set of zero or more algebraic equations that define relationships between quantity kinds in the set. In the physical sciences, the equations relating quantity kinds are typically physical laws and definitional relations, and constants of proportionality. Examples include Newton’s First Law of Motion, Coulomb’s Law, and the definition of velocity as the instantaneous change in position. In almost all cases, the system identifies a subset of base quantity kinds. The base set is chosen so that all other quantity kinds of interest can be derived from the base quantity kinds and the algebraic equations. |  |  |  |  | http://qudt.org/schema/qudt#SystemOfQuantities
system role | system |  | role | A role of an object aggregate that consists of multiple components that are causally integrated. [Allotrope] |  |  |  |  | http://purl.allotrope.org/ontologies/role#AFRL_0000101
system setting | device setting |  | result | A system setting is a setting that specifies the configuration of some system. [Allotrope] |  |  |  |  | http://purl.allotrope.org/ontologies/result#AFR_0002744
t-test |  |  | process | The t-test is a process of quantifying the closeness of two sets of data points. It is defined as the ratio of the difference between the means of the two sets divided by the standard error of the difference. [Allotrope] |  |  |  | test | http://purl.allotrope.org/ontologies/process#AFP_0002693
table |  |  | equipment | A table is a placement device with a flat top and one or more legs, providing a level surface for placement. [Allotrope] |  |  |  | placement device | http://purl.allotrope.org/ontologies/equipment#AFE_0002210
table |  |  |  | A textual entity that contains a two-dimensional arrangement of texts repeated at regular intervals across a spatial range, such that the spatial relationships among the constituent texts expresses propositions [IAO] |  |  |  | textual entity | http://purl.obolibrary.org/obo/IAO_0000306
tablet dosage form | tablet dose form; tab; tablet |  |  | A table dosage form is a pharmaceutical dosage form that is a solid composed of a mixture of that active and/or inert ingredient(s) are pressed or compacted together, usually in the form of a relatively flat and round, square or oval shape. [NCI] |  |  |  | solid dosage form | http://purl.obolibrary.org/obo/NCIT_C42998
tablet press |  |  | equipment | A tablet press is a mechanical device that compresses powder into tablets of uniform size and weight. To form a tablet, the granulated material must be metered into a cavity formed by two punches and a die, and then the punches must be pressed together to a set separation distance to allow the powder / granule to transform into a solid compact through compression. [Wikipedia] |  | https://en.wikipedia.org/wiki/Tablet_press |  |  | http://purl.allotrope.org/ontologies/equipment#AFE_0001718
tablet press identifier |  |  | result | A tablet press identifier is a device identifier that identifies some tablet press. [Allotrope] |  |  |  |  | http://purl.allotrope.org/ontologies/result#AFR_0002424
tablet thickness |  |  | result | A tablet thickness is a quality quantification facet that quantifies the thickness of some tablet. [Allotrope] |  |  |  |  | http://purl.allotrope.org/ontologies/result#AFR_0002426
taking | taking material; exporting material |  | process | Taking material is the exporting of material from a location or site. [Allotrope] |  |  |  | exporting | http://purl.allotrope.org/ontologies/process#AFP_0003576
tapped density document |  |  | result | A tapped density document is a document that encompasses the information associated with a tapped density result. [Allotrope] |  |  |  |  | http://purl.allotrope.org/ontologies/result#AFR_0002161
tapped density result |  |  | result | A tapped density result is an analysis assay result that quantifies the volumetric density of a sample after packing to minimize interstitial volume. [Allotrope] |  |  |  |  | http://purl.allotrope.org/ontologies/result#AFR_0002162
tare weight |  |  | result | A tare weight is a facet that quantifies the mass of a container or packing material to be deducted from a gross weight measurement to compute the sample weight measurement. [Allotrope] |  |  |  |  | http://purl.allotrope.org/ontologies/result#AFR_0002067
target DNA description |  |  | result | A target DNA description is a description that describes the intended DNA target of the PCR experiment. [Allotrope] |  |  |  |  | http://purl.allotrope.org/ontologies/result#AFR_0002241
target P/P0 setting |  |  | result | A target P/P0 setting is a setting to set the relative pressure of a vapor. [Allotrope] |  |  |  |  | http://purl.allotrope.org/ontologies/result#AFR_0002146
telephone number | telephone |  | result | A number for calling a telephone. [Allotrope] |  |  |  | communication facet | http://purl.allotrope.org/ontologies/result#AFR_0001079
temperature | temperature (datum) |  | result | A temperature (datum) is a quantity facet that quantifies some temperature. [Allotrope] |  |  |  | quality quantification facet | http://purl.allotrope.org/ontologies/result#AFR_0001584
temperature (quality) | temperature |  |  | A physical quality of the thermal energy of a system. [PATO] |  |  |  | thermal quality | http://purl.obolibrary.org/obo/PATO_0000146
temperature configuration | temperature setting |  | quality | A temperature configuration is a device configuration of a temperature controlling or monitoring device, that controls or monitors the target temperature at the site of some system component. [Allotrope] |  |  | An oven thermostat has a temperature configuration that controls the heating. |  | http://purl.allotrope.org/ontologies/quality#AFQ_0000203
temperature control |  |  | process | A temperature control is a controlling process that controls the temperature of some material. [Allotrope] |  |  |  |  | http://purl.allotrope.org/ontologies/process#AFP_0002833
temperature controlled chamber | temp controlled chamber |  | equipment | A temperature controlled chamber is a chamber or enclosed space in which a temperature can be controlled and set to a specific value. [Allotrope] |  |  |  |  | http://purl.allotrope.org/ontologies/equipment#AFE_0000350
temperature controller | thermostat; temperature control; temperature control device |  | equipment | A device used to control the temperature in a compartment. [Allotrope] |  |  |  | controller | http://purl.allotrope.org/ontologies/equipment#AFE_0000528
temperature measurement |  |  | process | A temperature measurement is a measurement that targets the temperature of some material entity. [Allotrope] |  |  |  | measuring | http://purl.allotrope.org/ontologies/process#AFP_0003541
temperature measurement result |  |  | result | A temperature measurement result is an assay result that is the output of a temperature measurement. [Allotrope] |  |  |  | assay result | http://purl.allotrope.org/ontologies/result#AFR_0000120
temperature monitoring aggregate document |  |  | result | A temperature monitoring aggregate document is a document that aggregates temperature monitoring documents. [Allotrope] |  |  |  |  | http://purl.allotrope.org/ontologies/result#AFR_0002954
temperature monitoring document |  |  | result | A temperature monitoring document is a document that encompasses the information associated with a temperature measurement. [Allotrope] |  |  |  |  | http://purl.allotrope.org/ontologies/result#AFR_0002955
temperature process profile | temperature profile |  | process | Temperature profile is a quality process profile that tracks temperature. [Allotrope] |  |  |  |  | http://purl.allotrope.org/ontologies/process#AFP_0003300
temperature profile | temperature profile result |  | result | A temperature profile is a profile that quantifies the temperature of a material entity over time. [Allotrope] |  |  |  | profile | http://purl.allotrope.org/ontologies/result#AFR_0002056
temperature profile aggregate document |  |  | result | A temperature profile aggregate document is a document that aggregates temperature profiles. [Allotrope] |  |  |  | profile aggregate document | http://purl.allotrope.org/ontologies/result#AFR_0002558
temperature profile setting | heating profile setting; temperature program setting |  | result | A temperature program setting is a control setting that specifies the heating profile to use to achieve the desired temperature. [Allotrope] |  |  |  | control profile setting | http://purl.allotrope.org/ontologies/result#AFR_0002401
temperature rate |  |  | result | A temperature rate is a quality quantification facet that quantifies the change in temperature over time in some material. [Allotrope] |  |  |  |  | http://purl.allotrope.org/ontologies/result#AFR_0002393
temperature rate (quality) | temperature rate |  | quality | A temperature rate is a thermal quality which describes the change in temperature over time in some material bearer. [Allotrope] |  |  |  | thermal quality | http://purl.allotrope.org/ontologies/quality#AFQ_0000318
temperature setting | temperature parameter |  | result | A temperature setting is a setting that specifies some temperature configuration of a temperature controlling or monitoring device, that controls or monitors the target temperature at the site of some system component. [Allotrope] |  |  |  |  | http://purl.allotrope.org/ontologies/result#AFR_0001255
temporal coordination |  |  | result | A temporal coordination is a class coordination that coordinates a class with a temporal aspect. [Allotrope] |  |  |  |  | http://purl.allotrope.org/ontologies/result#AFR_0001633
temporal index |  |  | result | A temporal index is an index that follows temporal order of the list items or the processes that the items are about. [Allotrope] |  |  |  |  | http://purl.allotrope.org/ontologies/result#AFR_0002033
temporal mean |  |  | role | Temporal mean is the contextual role of a quantity (quantity value or count) that describes a arithmetic mean of a quantity over time. [Allotrope] |  |  |  | temporal role | http://purl.allotrope.org/ontologies/role#AFRL_0000033
temporal reference role | temporal reference |  | role | The role of some data piece of information that acts as reference for stating relative time. [Allotrope] |  |  |  | temporal role | http://purl.allotrope.org/ontologies/role#AFRL_0000286
temporal region |  |  |  | A temporal region is an occurrent entity that is part of time as defined relative to some reference frame. [BFO] |  |  |  | occurrent | http://purl.obolibrary.org/obo/BFO_0000008
temporal role |  |  | role | A contextual role of information that is dependent on some temporal region or process boundary. [Allotrope] |  |  |  | contextual role | http://purl.allotrope.org/ontologies/role#AFRL_0000073
tensile test aggregate document |  |  | result | A tensile test aggregate document is a document that aggregates tensile test documents. [Allotrope] |  |  |  |  | http://purl.allotrope.org/ontologies/result#AFR_0002855
tensile test document |  |  | result | A tensile test document is a document that encompasses the information associated with some tensile test run. [Allotrope] |  |  |  |  | http://purl.allotrope.org/ontologies/result#AFR_0002856
tensiometry | surface tensiometry |  | process | The measurement of the surface tension of a liquid. [CHMO] |  |  |  | measuring | http://purl.allotrope.org/ontologies/process#AFP_0002122
tensor datum | tensor; tensor value |  | result | In mathematics, tensors are geometric objects that describe linear relations between geometric vectors, scalars, and other tensors. Elementary examples of such relations include the dot product, the cross product, and linear maps. The tensor datum is a facet that uses a tensor as an abstract mathematical description. [Wikipedia] |  | https://en.wikipedia.org/wiki/Tensor |  | mathematical object | http://purl.allotrope.org/ontologies/result#AFR_0000958
tensor index |  |  | result | An index that denotes some tensor component. [Allotrope] |  |  |  | index | http://purl.allotrope.org/ontologies/result#AFR_0000930
term granularity |  |  | result | Term granularity relates an entity to an instance of granularity that describes the level of granularity that a term belongs to. [Allotrope] |  |  | A vial is a container that exists in macroscopic scale. | facet | http://purl.allotrope.org/ontologies/result#AFR_0001221
term mathematical role | expression role; term; term role |  | role | A role of a mathematical information object as component of a mathematical formula. [Allotrope] |  |  |  | mathematical role | http://purl.allotrope.org/ontologies/role#AFRL_0000264
test |  |  | process | A test can be considered a technical operation or procedure that consists of determination of one or more characteristics of a given product, process or service according to a specified procedure. Often a test is part of an experiment. The test result can be qualitative (yes/no), categorical, or quantitative (a measured value). It can be a personal observation or the output of a precision measuring instrument. [Wikipedia] |  |  |  | producing | http://purl.allotrope.org/ontologies/process#AFP_0002834
textual entity |  |  |  | A textual entity is a part of a manifestation (FRBR sense), a generically dependent continuant whose concretizations are patterns of glyphs intended to be interpreted as words, formulas, etc. |  |  |  | representation form | http://purl.obolibrary.org/obo/IAO_0000300
theory |  |  | result | A model that explains some principle rules about something. [Allotrope] |  |  |  | description | http://purl.allotrope.org/ontologies/result#AFR_0000994
thermal analysis | thermal analysis method |  | process | Thermal analysis is any measurement technique in which a physical property of the sample is measured as a function of temperature. [CHMO] |  |  |  | physical characterization assay | http://purl.allotrope.org/ontologies/process#AFP_0002313
thermal analysis peak |  |  | result | A thermal analysis peak is a peak that results from a thermal analysis. [Allotrope] |  |  |  |  | http://purl.allotrope.org/ontologies/result#AFR_0002013
thermal analysis peak facet |  |  | result | A thermal analysis peak facet is a facet of a thermal analysis peak. [Allotrope] |  |  |  |  | http://purl.allotrope.org/ontologies/result#AFR_0002014
thermal conductance |  |  | result | A thermal conductance is a quality quantification facet that quantifies the heat flow over time through a material of specific area and thickness. [Allotrope] |  |  |  |  | http://purl.allotrope.org/ontologies/result#AFR_0002413
thermal conductance (quality) | conductance; conductance (quality); thermal conductance |  | quality | Thermal conductance is the quality inhered in a conductor that is the reciprocal of the thermal resistance. [IUPAC] |  | IUPAC. Compendium of Chemical Terminology, 2nd ed. (the "Gold Book"). Compiled by A. D. McNaught and A. Wilkinson. Blackwell Scientific Publications, Oxford (1997) |  | thermal quality | http://purl.allotrope.org/ontologies/quality#AFQ_0000323
thermal conductivity |  |  | result | A thermal conductivity is a quality quantification facet that quantifies the disposition to spontaneous transfer of thermal energy from a region of higher temperature to a region of lower temperature. [Allotrope] |  |  |  |  | http://purl.allotrope.org/ontologies/result#AFR_0002392
thermal conductivity (quality) | thermal conductivity |  | quality | A conductivity quality inhering in a bearer by virtue of the bearer's disposition to spontaneous transfer of thermal energy from a region of higher temperature to a region of lower temperature. [Wikipedia] |  |  |  | thermal quality | http://purl.allotrope.org/ontologies/quality#AFQ_0000057
thermal conductivity detector | TCD |  | equipment | A thermal conductivity detector is a measurement component that measures changes in the thermal conductivity of the column effluent and compares it to a reference flow of carrier gas. [Allotrope] |  | https://en.wikipedia.org/wiki/Thermal_conductivity_detector |  | measurement component | http://purl.allotrope.org/ontologies/equipment#AFE_0000316
thermal conductivity measurement | TCD; thermal conductivity measuring; thermal conductivity detection |  | process | A measuring that is sensitive to inorganic gases. A hot (450 deg. C) filament is used to heat a carrier gas containing the sample and the difference in thermal conductivity caused by the presence of the sample is measured. [CHMO] |  |  |  | measuring | http://purl.allotrope.org/ontologies/process#AFP_0002206
thermal energy |  |  | material | A form of energy that is transferred between bodies as a result of a temperature difference. [NIST] |  |  |  | energy | http://purl.allotrope.org/ontologies/material#AFM_0000881
thermal event |  |  | process | A thermal event is an event where a significant change of some material quality occurs at a temperature of that material or that of its environment. [Allotrope] |  |  |  | event | http://purl.allotrope.org/ontologies/process#AFP_0003736
thermal quality |  |  | quality | A physical quality that inheres in a bearer by virtue of its material properties pertaining to temperature. [Allotrope] |  |  |  |  | http://purl.allotrope.org/ontologies/quality#AFQ_0000056
thermometer |  |  | equipment | A thermometer is a device that measures temperature or a temperature gradient. [Allotrope] |  |  |  | measurement device | http://purl.allotrope.org/ontologies/equipment#AFE_0000410
thickness |  |  | result | A thickness datum is a quality quantification facet that quantifies a 1-D extent quality which is equal to the dimension through an object as opposed to its length or width. [Allotrope] |  |  |  | quality quantification facet | http://purl.allotrope.org/ontologies/result#AFR_0002432
thickness (quality) | thickness |  |  | A 1-D extent quality which is equal to the dimension through an object as opposed to its length or width. [PATO] |  |  |  | 1-D extent | http://purl.obolibrary.org/obo/PATO_0000915
three-dimensional FTIR spectrum | 3-dimensional FTIR spectra; three dimensional FTIR spectra; 3-dimensional FTIR spectrum; three-dimensional FTIR spectra; 3D FTIR spectra; three dimensional FTIR spectrum; 3D FTIR spectrum |  | result | A three-dimensional FTIR spectrum is a data distribution function that is a plot of absorbance or transmittance versus wavelength and versus time obtained by measuring the amount of radiation absorbed by a sample as a function of the wavelength of incident radiation from the infrared region (2.5–25 μm) and as a function of time. [Allotrope] |  |  |  |  | http://purl.allotrope.org/ontologies/result#AFR_0002327
three-dimensional Raman spectrum | three dimensional Raman spectra; 3D Raman spectra; 3D Raman spectrum; 3-dimensional Raman spectra; 3-dimensional Raman spectrum; three-dimensional Raman spectra; three dimensional Raman spectrum |  | result | A three-dimensional Raman spectrum is a data distribution function that is a plot of Raman intensity versus wavelength and versus time obtained by the inelastic scattering of photons from a monochromatic light source by a sample as a function of time. [Allotrope] |  |  |  |  | http://purl.allotrope.org/ontologies/result#AFR_0002328
three-dimensional mass spectrum | three dimensional mass spectra; three-dimensional mass spectra; 3-dimensional mass spectra; 3D mass spectrum; three dimensional mass spectrum; 3D mass spectra; 3-dimensional mass spectrum |  | result | A three-dimensional mass spectrum is a data distribution function of counts versus m/z and versus time obtained by counting the ions produced by a sample as a function of their mass-to-charge ratio and as a function of time. [Allotrope] |  |  |  |  | http://purl.allotrope.org/ontologies/result#AFR_0001950
three-dimensional mass spectrum data cube | three dimensional mass spectrum data cube; 3D mass spectrum data cube; 3 dimensional mass spectrum data cube; 3-dimensional mass spectrum data cube; 3-D mass spectrum data cube |  | result | A three-dimensional mass spectrum data cube is a data cube that is a representation of a three-dimensional mass spectrum. [Allotrope] |  |  |  |  | http://purl.allotrope.org/ontologies/result#AFR_0002878
three-dimensional near infrared spectrum | 3-dimensional NIR spectrum; 3D near infrared spectra; three-dimensional NIR spectrum; 3D NIR spectrum; three dimensional near infrared (NIR) spectrum; 3-dimensional near infrared spectra; three-dimensional near infrared spectra; 3D near infra-red spectrum; three dimensional near infra-red spectrum; 3D near infrared (NIR) spectra; 3D near infrared (NIR) spectrum; 3-dimensional near infra-red spectrum; three-dimensional NIR spectra; 3-dimensional near infra-red spectra; 3-dimensional NIR spectra; three dimensional near infrared (NIR) spectra; 3D NIR spectra; 3-dimensional near infrared (NIR) spectrum; 3D near infra-red spectra; 3-dimensional near infrared (NIR) spectra; three dimensional NIR spectra; three-dimensional near infrared (NIR) spectra; three-dimensional near infra-red spectrum; three-dimensional near infrared (NIR) spectrum; three-dimensional near infra-red spectra; three dimensional near infra-red spectra; three dimensional NIR spectrum; three dimensional near infrared spectra |  | result | A three-dimensional near infrared spectrum is a data distribution function that is a plot of absorbance or transmittance versus wavelength and versus time obtained by measuring the amount of radiation absorbed by a sample as a function of the wavelength of incident radiation from the near infrared region (0.8-2 µm) and as a function of time. [Allotrope] |  |  |  |  | http://purl.allotrope.org/ontologies/result#AFR_0002329
three-dimensional spatial region | 3D spatial region |  |  | A three-dimensional spatial region is a spatial region that is of three dimensions. [BFO] |  |  | a sphere-shaped region of space,; a cube-shaped region of space | spatial region | http://purl.obolibrary.org/obo/BFO_0000028
three-dimensional ultraviolet spectrum | three dimensional ultraviolet spectrum; UV spectrum; ultraviolet spectra; ultraviolet spectrum; 3D UV spectrum (abs. over wavelength and time); ultra-violet spectrum; 3D UV spectrum; UV spectra; ultra-violet spectra |  | result | A plot of absorbance versus wavelength and versus time obtained by measuring the amount of radiation absorbed by a sample as a function of the wavelength of incident radiation from the ultraviolet region (190-400 nm) and as a function of time. [Allotrope] |  |  |  |  | http://purl.allotrope.org/ontologies/result#AFR_0001527
three-dimensional ultraviolet spectrum data cube |  |  | result | A three-dimensional ultraviolet spectrum data cube is a data cube that represents a three-dimensional ultraviolet spectrum. [Allotrope] |  |  |  |  | http://purl.allotrope.org/ontologies/result#AFR_0002551
time | timestamp |  | result | A time is a facet that adds temporal information to an information content entity about the point in time when the information content entity it is participating in the some process. [Allotrope] |  |  |  | facet | http://purl.allotrope.org/ontologies/result#AFR_0000937
time datum | time interval; time; time value |  | result | A time datum is a type of datum that quantifies a duration of time or is about a time interval. [Allotrope] |  |  |  | scalar quantity datum | http://purl.allotrope.org/ontologies/result#AFR_0000966
time domain zero padding | time domain zero filling; zero padding; zero filling |  | process | Time domain zero padding is a data transformation used in Fourier transformation by padding the time domain with zero values. [Allotrope] |  |  |  | data transformation | http://purl.allotrope.org/ontologies/process#AFP_0003682
time measurement | duration measurement; time measuring; duration measuring |  | process | A time measurement is a measurement of the duration of some process which is a quantification of the magnitude of the time region between the start and the end of the process in relation to some recurring process involving a clock. [Allotrope] |  |  |  | measuring | http://purl.allotrope.org/ontologies/process#AFP_0003700
time segment |  |  | role | Time segment is a contextual role of some information object that is about a temporal part in the context of representation of a process. [Allotrope] |  |  |  | temporal role | http://purl.allotrope.org/ontologies/role#AFRL_0000034
time setting | timer |  | result | A time setting is a setting the specifies a point in time when a process starts or ends. [Allotrope] |  |  |  |  | http://purl.allotrope.org/ontologies/result#AFR_0002288
time trigger specification |  |  | result | A trigger specification that specifies a trigger that triggers after a certain period of time. [Allotrope] |  |  |  | trigger specification | http://purl.allotrope.org/ontologies/result#AFR_0001546
timebase |  |  | result | A timebase is a description that is about a point in time (process boundary or zero dimensional temporal region) that has the role of a temporal reference. [Allotrope] |  |  |  | description | http://purl.allotrope.org/ontologies/result#AFR_0001095
titer | titer value |  | result | A titer is a calibrated result assigned as the molarity of the titrant solution in a titration. [Allotrope] |  | https://en.wikipedia.org/wiki/Titer |  |  | http://purl.allotrope.org/ontologies/result#AFR_0002062
title |  |  | result | A title is a prefix or suffix added to a personal name. A title can be a title of honor, that is a title bestowed as an award, a honorary title (academic), that is a recognition of contributions by a non-employee or employee, a hereditary title, that is a title that remains in a family or a job title, that is a designation of a person's position in an organization. [Wikipedia] |  | https://en.wikipedia.org/wiki/Title_(disambiguation) | Mr, Mrs, Ms, Dr. | person facet | http://purl.allotrope.org/ontologies/result#AFR_0001080
titrant role | titrant |  | role | Titrant is a role of a solution containing the active agent with which a titration is made. [IUPAC] |  | IUPAC Compendium on Analytical Nomenclature, Definitive Rules 1997, 3rd Edition, IUPAC Orange Book, prepared for publication by J. Inczedy, T. Lengyel, and A.M. Ure, Blackwell Science, 1998 |  |  | http://purl.allotrope.org/ontologies/role#AFRL_0000234
titrant solution |  |  | material | A titrant solution is a solution containing the active agent with which a titration is made. [IUPAC] |  | IUPAC Compendium on Analytical Nomenclature, Definitive Rules 1997, 3rd Edition, IUPAC Orange Book, prepared for publication by J. Inczedy, T. Lengyel, and A.M. Ure, Blackwell Science, 1998 |  |  | http://purl.allotrope.org/ontologies/material#AFM_0001104
titrant solution type | titrant solution |  | result | A titrant solution type is a classification datum that classifies the titration solution used in the titration. [Allotrope] |  |  |  |  | http://purl.allotrope.org/ontologies/result#AFR_0002097
titrant standardization |  |  | process | Titrant standardization is the accurate and precise determination of the concentration of a titrant. [Allotrope] |  |  |  |  | http://purl.allotrope.org/ontologies/process#AFP_0003740
titration | titrimetic analysis; titrimetry |  | process | Titration is the process of determining the quantity of a sample by adding measured increments of a titrant until the end-point, at which essentially all of the sample has reacted, is reached. [CHMO] |  |  |  | quantitative analysis assay | http://purl.allotrope.org/ontologies/process#AFP_0001916
titration curve | titration plot; titration data |  | result | A plot of volume of titrant vs. an independent variable (e.g., pH or enthalpy) obtained from a titration experiment. [CHMO] |  |  |  | data distribution function | http://purl.allotrope.org/ontologies/result#AFR_0000490
titration result |  |  | result | A titration result is the result of a titration. [Allotrope] |  |  |  | assay result | http://purl.allotrope.org/ontologies/result#AFR_0000504
titration solvent |  |  | material | A titration solvent is a solvent used in a titration to dissolve the sample. [Allotrope] |  |  |  |  | http://purl.allotrope.org/ontologies/material#AFM_0001103
titration solvent type | titration solvent |  | result | A titration solvent type is a classification datum that classifies the solvent used int a titration to dissolve the sample. [Allotrope] |  |  |  |  | http://purl.allotrope.org/ontologies/result#AFR_0002096
titrator | automatic burette |  | equipment | A titrator is a device that automates titrations. [Allotrope] |  |  |  | device | http://purl.allotrope.org/ontologies/equipment#AFE_0000876
to actuate | to commence; actuating function; commencing function |  | function | To commence the flow of energy, signal or material in response to an imported control signal. [NIST] |  |  | A circuit switch actuates the flow of electrical energy and turns on a light bulb. [NIST] | to control | http://purl.allotrope.org/ontologies/function#AFFN_0000124
to allow degree of freedom | allowing degree of freedom function; allowing DOF function; to allow DOF |  | function | To control the movement of a flow by a force external to the device into one or more directions. [NIST] |  |  |  | to guide | http://purl.allotrope.org/ontologies/function#AFFN_0000116
to branch | branching function |  | function | To cause a flow (material, energy or signal) to no longer be joined or mixed. [NIST] |  |  |  |  | http://purl.allotrope.org/ontologies/function#AFFN_0000104
to calculate | calculating function; calculation function |  | function | To calculate is a data transformation function to solve problems for numbers or quantities. [Allotrope] |  |  |  | to transform data | http://purl.allotrope.org/ontologies/function#AFFN_0000027
to calibrate |  |  | function | To calibrate is a function to establish, under specified conditions, the relationship between values of quantities indicated by a measuring instrument, or measuring system, or values represented by a material measure or a reference material, and the corresponding values realized by standards. [IUPAC] |  |  |  | to compare | http://purl.allotrope.org/ontologies/function#AFFN_0000006
to change | adjusting function; changing function; to adjust |  | function | To adjust the flow of energy, signal, or material in a predetermined and fixed manner. [NIST] |  |  |  | to control | http://purl.allotrope.org/ontologies/function#AFFN_0000127
to clean | cleaning function |  | function | The material processing function to get rid of dirt, impurities, or extraneous unwanted matter. [Allotrope] |  |  |  | to extract | http://purl.allotrope.org/ontologies/function#AFFN_0000029
to collect | adding function; to add; collecting function |  | function | Function to add a member to an aggregate or to bring a flow together. [Allotrope] |  |  | Solar panels collect ultraviolet sun rays to power small mechanisms. [NIST] | to combine | http://purl.allotrope.org/ontologies/function#AFFN_0000007
to combine | combining function |  | function | The function to make a whole out of many. [Allotrope] |  |  |  |  | http://purl.allotrope.org/ontologies/function#AFFN_0000195
to communicate | communication function; communicating function |  | function | To communicate is the function to transferring information from one material entity to another. [Allotrope] |  |  |  | to transfer | http://purl.allotrope.org/ontologies/function#AFFN_0000045
to compare | compare function |  | function | To compare is a function to observe or assess the similarities or dissimilarities between two things. [Allotrope] |  |  |  | to produce | http://purl.allotrope.org/ontologies/function#AFFN_0000206
to compress | compressing function |  | function | To compress is the function to decrement the volume of a material by applying a force. [Allotrope] |  |  |  | to decrement | http://purl.allotrope.org/ontologies/function#AFFN_0000209
to condition | conditioning function |  | function | To render a flow appropriate for the desired use. [NIST] |  |  | To prevent damage to electrial equipment, a surge protector conditions electrical energy by excluding spikes and nose (usually through capacitors) from the energy path. [NIST] | to change | http://purl.allotrope.org/ontologies/function#AFFN_0000131
to connect | connection function; connecting function |  | function | To bring two or more flows (material, energy, signal) together. [NIST] |  |  |  | to combine | http://purl.allotrope.org/ontologies/function#AFFN_0000008
to consume | consumption function; consuming function |  | function | The to consume function is a function that is realized in a process where a participant exists at the start of the process but no longer exists at the end of the process. [Allotrope] |  |  |  |  | http://purl.allotrope.org/ontologies/function#AFFN_0000009
to consume energy | consuming energy function; energy consumption function |  | function | To consume energy is the function to consume energy. [Allotrope] |  |  |  | to consume | http://purl.allotrope.org/ontologies/function#AFFN_0000093
to contain | containing function |  | function | To keep a flow within limits. [NIST] |  |  | A vacuum bag contains debris vacuumed from a house. [NIST] | to store | http://purl.allotrope.org/ontologies/function#AFFN_0000139
to control | controlling function |  | function | To alter or govern the size or amplitude of a flow (material, energy, signal). [NIST] |  |  |  |  | http://purl.allotrope.org/ontologies/function#AFFN_0000014
to convert | to change; changing function; converting function |  | function | To change from one form of a flow (material, energy, signal) to another. [NIST] |  |  | An electrical motor converts electricity to rotational energy. [NIST] |  | http://purl.allotrope.org/ontologies/function#AFFN_0000136
to convert a signal | signal conversion function; converting a signal function |  | function | A signal conversion function is an information processor function which transforms a signal into another type of signal. [OBI] |  |  | an analog-to-digital_converter; A synapse converts electrical action potentials into an intermediate chemical signal. The post synapse converts it back into an electric one passed on to the axon. | to transform data | http://purl.allotrope.org/ontologies/function#AFFN_0000053
to cool | cooling function |  | function | A function to remove thermal energy. [Allotrope] |  |  |  | to decrement | http://purl.allotrope.org/ontologies/function#AFFN_0000089
to count | counting function |  | function | To count is to observe the quantitative number of discrete things. [Allotrope] |  |  |  | to transform data | http://purl.allotrope.org/ontologies/function#AFFN_0000036
to count cells |  |  | function | To count cells is the function to count cells. [Allotrope] |  |  |  |  | http://purl.allotrope.org/ontologies/function#AFFN_0000198
to couple | to bring together; coupling function |  | function | To join or bring together flows (material, energy, signal) such that the members are still distinguishable from each other. [NIST] |  |  |  | to connect | http://purl.allotrope.org/ontologies/function#AFFN_0000120
to cover | covering function |  | function | To cover is a joining function realized when something is joined to a surface in such way that it is preventing some kind of material or energy flow through that surface. [Allotrope] |  |  |  | to join | http://purl.allotrope.org/ontologies/function#AFFN_0000203
to decompose | decomposition function |  | function | To decompose is the function to breakdown a single phase into two or more phases by heating or treatment with acid, alkali or enzymes. [Allotrope] |  |  |  | to consume | http://purl.allotrope.org/ontologies/function#AFFN_0000185
to decrease | decreasing function; to reduce; reducing function |  | function | To reduce a flow in response to a control signal. [NIST] |  |  |  | to regulate | http://purl.allotrope.org/ontologies/function#AFFN_0000126
to decrement | decrementing function; to reduce; reducing function |  | function | To reduce a flow in a predetermined and fixed manner. [NIST] |  |  |  | to change | http://purl.allotrope.org/ontologies/function#AFFN_0000129
to deliver material |  |  | function | To deliver material is the function to transfer a material to or into a destination. [Allotrope] |  |  |  |  | http://purl.allotrope.org/ontologies/function#AFFN_0000002
to deliver mobile phase |  |  | function | To deliver mobile phase is the function to deliver material that is in a mobile phase role. [Allotrope] |  |  |  | to deliver material | http://purl.allotrope.org/ontologies/function#AFFN_0000003
to detect | detecting function; detection function |  | function | To discover information about the presence of a flow. [NIST] |  |  | A gauge on the top of a gas cylinder detects proper pressure ranges. [NIST] | to sense | http://purl.allotrope.org/ontologies/function#AFFN_0000037
to disconnect | disconnection function |  | function | To disconnect is a branching function that breaks up the connection between parts of an object so that they become separate. [Allotrope] |  |  |  | to branch | http://purl.allotrope.org/ontologies/function#AFFN_0000210
to disintegrate | disintegration function |  | function | To disintegrate is a function to change a material so that it breaks down in to smaller pieces of it. [Allotrope] |  |  |  | to separate | http://purl.allotrope.org/ontologies/function#AFFN_0000211
to display | displaying function; display function |  | function | To reveal something about a flow to the mind or eye. [NIST] |  |  | The xyz-coordinate display on a vertical milling machine displays the precise location of the cutting tool. [NIST] | to indicate | http://purl.allotrope.org/ontologies/function#AFFN_0000052
to distribute | distribution function; distributing function |  | function | To cause a flow (material, energy, signal) to break up. The individual bits are similar to each other and the undistributed flow. [NIST] |  |  | An atomizer distributes (or sprays) hair-styling liquids over the head to hold ther hair in the desired style. [NIST] | to branch | http://purl.allotrope.org/ontologies/function#AFFN_0000106
to divide | dividing function |  | function | To separate a flow. [NIST] |  |  | A vending machine divides the sold form of coins into appropriate denominations. [NIST] | to separate | http://purl.allotrope.org/ontologies/function#AFFN_0000107
to dye | dyeing function; to color; coloring function |  | function | To dye is a function to change the color of some target material. [Allotrope] |  |  |  | to convert | http://purl.allotrope.org/ontologies/function#AFFN_0000208
to equilibrate | equilibration function; equilibrating function |  | function | To equilibrate is a function which is realized in the process of equilibration. [Allotrope] |  |  |  | to regulate | http://purl.allotrope.org/ontologies/function#AFFN_0000004
to export | taking function; to take; exporting function |  | function | To send a flow (material, energy, signal) outside the system boundary. [NIST] |  |  | Pouring blended food out of a standard blender pitcher exports liquid from the system. [NIST] | to localize | http://purl.allotrope.org/ontologies/function#AFFN_0000112
to extract | extracting function |  | function | To draw, or forcibly pullout, a flow. [NIST] |  |  | A vacuum cleaner extracts depris from the imported mixture and exports clean air to the environment. [NIST] | to separate | http://purl.allotrope.org/ontologies/function#AFFN_0000109
to filter material | material filtering function; to filter |  | function | A filter function is a function to prevent the flow of certain entities based on a quality or qualities of the entity while allowing entities which have different qualities to pass through. [OBI] |  |  |  |  | http://purl.allotrope.org/ontologies/function#AFFN_0000049
to grip | gripping function |  | function | To grip is the function to prevent something from moving by holding it using friction or pressure. [Allotrope] |  |  |  | to guide | http://purl.allotrope.org/ontologies/function#AFFN_0000213
to guide | guiding function; directing function; to direct |  | function | To direct the course of a flow (material, energy, signal) along a specific path. [NIST] |  |  |  | to localize | http://purl.allotrope.org/ontologies/function#AFFN_0000115
to heat | heating function |  | function | A function that gives thermal energy to a recipient. [Allotrope] |  |  |  | to increment | http://purl.allotrope.org/ontologies/function#AFFN_0000044
to import | importing function; to deliver; delivering function |  | function | To bring in a flow (material, energy, signal) from outside the system boundary. [NIST] |  |  | A physical opening at the top of a blender pitcher imports a solid (food) into the system. [NIST] | to localize | http://purl.allotrope.org/ontologies/function#AFFN_0000113
to increase | increasing function; enlarging function; to enlarge |  | function | To enlarge a flow in response to a control signal. [NIST] |  |  |  | to regulate | http://purl.allotrope.org/ontologies/function#AFFN_0000125
to increment | incrementing function; enlarging function; to enlarge |  | function | To enlarge a flow in a predetermined and fixed manner. [NIST] |  |  |  | to change | http://purl.allotrope.org/ontologies/function#AFFN_0000128
to indicate | indicating function |  | function | To make something known to the user about a flow. [NIST] |  |  | A small window in the water container of a coffee maker indicates the level of water in the machine. [NIST] | to signal | http://purl.allotrope.org/ontologies/function#AFFN_0000010
to inhibit | restraining function; inhibiting function; to restrain |  | function | To significantly restrain a flow, though a portion of the flow continues to be transferred. [NIST] |  |  | The structures of space vehicles inhibits the flow of radiation to protect crew and cargo. [NIST] | to stop | http://purl.allotrope.org/ontologies/function#AFFN_0000135
to inject | injection function; injecting function |  | function | The function of a device realized when administering a substance applied particularly to the forcible insertion of a liquid or gas by means of a syringe, pump, etc. [OBI] |  |  |  | to import | http://purl.allotrope.org/ontologies/function#AFFN_0000030
to integrate (math) | integration function; to integrate |  | function | A information processing function that generates integrals on numerical data item. [Allotrope] |  |  |  | to calculate | http://purl.allotrope.org/ontologies/function#AFFN_0000026
to join | coupling function; joining function; to couple |  | function | To couple flows together in a predetermined manner. [NIST] |  |  | A ratchet joins a socket on its square shaft interface. [NIST] | to couple | http://purl.allotrope.org/ontologies/function#AFFN_0000122
to link | linking function; coupling function; to couple |  | function | To couple flows together by means of an intermediary flow. [NIST] |  |  | A turnbuckle links two endsof a steering cable together. [NIST] | to couple | http://purl.allotrope.org/ontologies/function#AFFN_0000121
to localize | to channel; localizing function; channeling function |  | function | To cause a flow (material, energy, signal) to move from one location to another location. [NIST] |  |  |  |  | http://purl.allotrope.org/ontologies/function#AFFN_0000111
to maintain | maintaining function |  | function | The function to maintain something. [Allotrope] |  |  |  | to regulate | http://purl.allotrope.org/ontologies/function#AFFN_0000191
to measure | measuring function |  | function | To determine the magnitude of a flow. [NIST] |  |  | An analog thermostat measures temperature through a bimetallic strip. [NIST] | to sense | http://purl.allotrope.org/ontologies/function#AFFN_0000041
to mix | mixing function |  | function | To combine two flows (material, energy, signal) into a single, uniform homogeneous mass. [NIST] |  |  | A shaker mixes a paint base and its dyes to form a homogeneous liquid. [NIST] | to connect | http://purl.allotrope.org/ontologies/function#AFFN_0000119
to plan | planning function |  | function | To plan is the function of creating or modifying a plan specification. [OBI] |  |  |  |  | http://purl.allotrope.org/ontologies/function#AFFN_0000103
to position | positioning function; to place; placement function |  | function | To place a flow (material, energy, signal) into a specific location or orientation. [NIST] |  |  | The coin slot on a soda machine positions the coin to begin the coin evaluation and transportation procedure. [NIST] | to support | http://purl.allotrope.org/ontologies/function#AFFN_0000143
to prevent | preventing function |  | function | To keep a flow from happening. [NIST] |  |  | A submerged gate on a dam wall prevents water from flowing to the other side. [NIST] | to stop | http://purl.allotrope.org/ontologies/function#AFFN_0000134
to produce |  |  | function | The function to bring something into existence. [Allotrope] |  |  |  |  | http://purl.allotrope.org/ontologies/function#AFFN_0000196
to provision | provisioning function |  | function | To accumulate or provide a material or energy flow. [NIST] |  |  |  |  | http://purl.allotrope.org/ontologies/function#AFFN_0000137
to pump | pumping function |  | function | To pump is to transport fluids by suction or pressure or both. [Allotrope] |  |  |  | to transport | http://purl.allotrope.org/ontologies/function#AFFN_0000046
to regulate | adjusting function; regulating function; to adjust |  | function | To adjust the flow of energy, signal, or material in response to a control signal, such as a characteristic of a flow. [NIST] |  |  | Turning the valves regulates the flow rate of the liquid flowing from a faucet. [NIST] | to control | http://purl.allotrope.org/ontologies/function#AFFN_0000123
to remove | removing function |  | function | To take away a part of a flow from its prefixed place. [NIST] |  |  | A sander removes small pieces of the wood surface to smooth the wood. [NIST] | to separate | http://purl.allotrope.org/ontologies/function#AFFN_0000108
to remove material |  |  | function | To remove material is the function to remove material. [NIST] |  |  |  | to separate material | http://purl.allotrope.org/ontologies/function#AFFN_0000144
to role | target role; destination role; target; destination; to |  | role | A to role is a direction role indicating that something is going into an target direction. [Allotrope] |  |  |  | direction role | http://purl.allotrope.org/ontologies/role#AFRL_0000464
to rotate | rotating function |  | function | To fix the movement of a flow by a device around one axis. [NIST] |  |  |  | to guide | http://purl.allotrope.org/ontologies/function#AFFN_0000117
to sample | sampling function |  | function | To sample is the function of to take parts or partitions of an object aggregate or data set for the interest for studying it. [Allotrope] |  |  |  | to branch | http://purl.allotrope.org/ontologies/function#AFFN_0000201
to secure | to fix; securing function; fixing function |  | function | To firmly fix a flow path. [NIST] |  |  | On a bicycling glove, a Velcro strap secures the human hand in the correct place. [NIST] | to support | http://purl.allotrope.org/ontologies/function#AFFN_0000024
to sense | to observe; observing function; sensing function |  | function | To sense is a signaling function that is perceiving or becoming aware, of a flow. [NIST] |  |  |  | to produce | http://purl.allotrope.org/ontologies/function#AFFN_0000023
to separate | separation function; separating function |  | function | To isolate a flow (material, energy, signal) into distinct components. The separated components are distinct from the flow before separation, as well as each other. [NIST] |  |  | A glass prism separates light into different wavelength components to provide a rainbow. [NIST] | to branch | http://purl.allotrope.org/ontologies/function#AFFN_0000105
to separate material | material separation function |  | function | A material separation function is a function that increases the resolution between two or more material entities. The to distinction between the entities is usually based on some associated physical quality. [OBI] |  |  |  | material function | http://purl.allotrope.org/ontologies/function#AFFN_0000031
to separate material by chromatography | separation by chromatography function |  | function | A material separation function which is realized by chromatography. [Allotrope] |  |  |  |  | http://purl.allotrope.org/ontologies/function#AFFN_0000032
to shape | forming function; molding function; shaping function; to form; to mold |  | function | To mold or form a flow. [NIST] |  |  |  | to change | http://purl.allotrope.org/ontologies/function#AFFN_0000130
to signal | signaling function |  | function | To provide information on a material, energy or signal flow as an output signal flow. The information providing flow passes through the function unchanged. [NIST] |  |  |  |  | http://purl.allotrope.org/ontologies/function#AFFN_0000138
to sort | sorting function |  | function | A sort function is a function to distinguish flows based on some associated physical quality or entity and to distribute the separate components into distinct fractions according to a defined order. [Allotrope] |  |  |  | to distribute | http://purl.allotrope.org/ontologies/function#AFFN_0000110
to stabilize | stabilization function |  | function | To prevent a flow from changing course or location. [NIST] |  |  | On a typical canister vacuum, the center of gravity is placed at a low elevation to stabilize the vacuum when it is pulled by the hose. [NIST] | to support | http://purl.allotrope.org/ontologies/function#AFFN_0000142
to stir |  |  | function | To stir is a mixing function involving the agitation of a solution through circular motion. [Allotrope] |  |  |  | to mix | http://purl.allotrope.org/ontologies/function#AFFN_0000205
to stop | stopping function |  | function | To cease, or prevent, the transfer of a flow (material, energy, signal). [NIST] |  |  | A reflective coating on a window stops the transmission of UV radiation through a window. [NIST] | to control | http://purl.allotrope.org/ontologies/function#AFFN_0000132
to store | storing function |  | function | To accumulate a flow. [NIST] |  |  | A DC electrical battery stores the energy in a flashlight. [NIST] | to provision | http://purl.allotrope.org/ontologies/function#AFFN_0000055
to supply | supplying function |  | function | To provide a flow from storage. [NIST] |  |  | In a flashlight, the battery supplies energy to the bulb. [NIST] | to provision | http://purl.allotrope.org/ontologies/function#AFFN_0000140
to support | supporting function |  | function | To firmly fix a material into a defined location, or secure an energy or signal into a specific course. [NIST] |  |  |  |  | http://purl.allotrope.org/ontologies/function#AFFN_0000028
to track | tracking function |  | function | To observe and record data from a flow. [NIST] |  |  | By tracking the performance of batteries, the low efficiency point can be determined. [NIST] | to indicate | http://purl.allotrope.org/ontologies/function#AFFN_0000141
to transfer | conveying function; shifting function; to convey; transferring function; to shift |  | function | To shift, or convey, a flow (material, energy, signal) from one place to another. [NIST] |  |  |  | to localize | http://purl.allotrope.org/ontologies/function#AFFN_0000187
to transform data | to process data; data transformation function; data transforming function; data processing function |  | function | To submit information to a particular treatment or method having a set number of operations or steps. [NIST] |  |  | A computer processes a login request signal before allowing a user access to its facilities. [NIST] | to convert | http://purl.allotrope.org/ontologies/function#AFFN_0000025
to translate | translating function |  | function | To fix the movement of the flow by a device into one linear direction. [NIST] |  |  |  | to guide | http://purl.allotrope.org/ontologies/function#AFFN_0000118
to transmit energy | energy transfer function; to transfer energy; transmitting energy function; to transmit |  | function | To move an energy from one place to another. [NIST] |  |  | In a hand held power sander, the housing of the sander transmits human force to the object being sanded. [NIST] | to transfer | http://purl.allotrope.org/ontologies/function#AFFN_0000043
to transport | transport function; to transfer material; material transport function |  | function | To transport is the function to transfer material. [Allotrope] |  |  |  | to transfer | http://purl.allotrope.org/ontologies/function#AFFN_0000186
tolerance range | tolerance; allowed deviation; accepted deviation |  | result | Range of values of allowed deviation for a given value. [Allotrope] |  |  | Tolerance range of +/- 1 °C of a temperature value. | range | http://purl.allotrope.org/ontologies/result#AFR_0001647
tool |  |  | audit | A tool is a device or software used to carry out a function. In this case it is the entity that is used by a contributor to generate or derive another entity. [Allotrope] |  |  |  | entity role | http://purl.allotrope.org/ontologies/audit#Tool
top identified substance |  |  | result | The top identified substance is an analysis assay result facet that denotes the substance (class of materials) that has been identified by the analysis and ranked top in some measure of hit quality. [Allotrope] |  |  |  | fingerprinting result facet | http://purl.allotrope.org/ontologies/result#AFR_0001607
top scan position (plate reader) | top scan |  | quality | A top scan position is a scan position of a plate reader where the detector is above the well plate. [Allotrope] |  |  |  | scan position configuration (plate reader) | http://purl.allotrope.org/ontologies/quality#AFQ_0000331
topological coordination |  |  | result | A topological coordination is a class coordination that coordinates a class with a topological aspect. [Allotrope] |  |  | left, right, top, bottom |  | http://purl.allotrope.org/ontologies/result#AFR_0001634
torque | torque (datum) |  | result | A torque is a quality quantification facet that quantifies some torque. [Allotrope] |  |  |  | quality quantification facet | http://purl.allotrope.org/ontologies/result#AFR_0002841
torque (quality) | torque |  | quality | A physical quality that inheres in a bearer by virtue of its rotational force. [Allotrope] |  |  |  | force (quality) | http://purl.allotrope.org/ontologies/quality#AFQ_0000045
total cell count |  |  | result | Total cell count is a cell counter result data that states the total number of cells that were counted in the cell counting measurement. [Allotrope] |  |  |  | cell counter result datum | http://purl.allotrope.org/ontologies/result#AFR_0001114
total cell count (quality) | total cell count |  | quality | Total cell count is the cell count over a mereological sum of a partitioned aggregate of cells. [Allotrope] |  |  |  | cell count | http://purl.allotrope.org/ontologies/quality#AFQ_0000186
total cell density (cell counter) | total density; total cell density |  | result | Total cell density is a cell counter result data that quantifies the number density of the cells in the sample in the cell counting assay. [Allotrope] |  |  |  | cell counter result datum | http://purl.allotrope.org/ontologies/result#AFR_0001112
total cell density (quality) | total cell density |  | quality | Total cell density is the cell density of the total partition of cells. [Allotrope] |  |  |  | cell density | http://purl.allotrope.org/ontologies/quality#AFQ_0000183
total cell diameter | cell diameter |  | result | Total cell diameter is is a facet that quantifies a diameter of any (living or dead) cell. [Allotrope] |  |  |  |  | http://purl.allotrope.org/ontologies/result#AFR_0002334
total cell diameter distribution | cell diameter distribution |  | result | Total cell diameter distribution is a cell counter result data that states the distribution of the diameters of the cells (living or dead) measured. [Allotrope] |  |  |  | cell counter result datum | http://purl.allotrope.org/ontologies/result#AFR_0002336
total cycle number setting |  |  | result | A total cycle number setting is a control setting that specifies the number of cycles to run in some repeated process. [Allotrope] |  |  |  |  | http://purl.allotrope.org/ontologies/result#AFR_0002901
total foam height |  |  | result | A total foam height is a height of some foam, including any air gap if present. [Allotrope] |  |  |  | foam height | http://purl.allotrope.org/ontologies/result#AFR_0002674
total gas flow rate |  |  | result | A total gas flow rate is a flow rate that quantifies the motion of the sum of the dry and saturated gas over time. [Allotrope] |  |  |  |  | http://purl.allotrope.org/ontologies/result#AFR_0002152
total impurities | total mass of impurities |  | quality | Total impurities is a composition quality that is the sum of the mass of all impurities in a material. [Allotrope] |  |  |  | impurity (quality) | http://purl.allotrope.org/ontologies/quality#AFQ_0000215
total ion current profile |  |  | result | A total ion current profile is a data distribution function of the total ion current recorded as function of time or time dependent sampling. [Allotrope] |  | Murray, K., Boyd, R., Eberlin, M., et al. (2013). Definitions of terms relating to mass spectrometry (IUPAC Recommendations 2013). Pure and Applied Chemistry, 85(7), pp. 1515-1609. Retrieved 9 May. 2019, from doi:10.1351/PAC-REC-06-04-06 |  | data distribution function | http://purl.allotrope.org/ontologies/result#AFR_0000580
total ion profile | total ion signal |  | result | A total ion profile is an ion profile that is the sum of all detected ion current signals at each time point. [Allotrope] |  |  |  | ion profile | http://purl.allotrope.org/ontologies/result#AFR_0002539
total material height |  |  | result | A total material height is the summation of heights of some collection of materials. [Allotrope] |  |  |  |  | http://purl.allotrope.org/ontologies/result#AFR_0002675
total measurement time setting |  |  | result | A total measurement time setting is a control setting that specifies the aggregated duration of a series of measurements. [Allotrope] |  |  |  | duration setting | http://purl.allotrope.org/ontologies/result#AFR_0002455
total partition count |  |  | result | A total partition count is a count of the number of partitions detected during a measurement. [Allotrope] |  |  |  | count | http://purl.allotrope.org/ontologies/result#AFR_0002927
total row count (foam height) |  |  | result | A total row count is a count of the number of rows of pixels in a raster image where any liquid or foam is detected. [Allotrope] |  |  |  |  | http://purl.allotrope.org/ontologies/result#AFR_0002672
total system heat flow profile |  |  | result | A total system heat flow profile is a profile that quantifies the heat flow through a system over time. [Allotrope] |  |  |  | heat flow profile | http://purl.allotrope.org/ontologies/result#AFR_0002313
totaling | summing; adding |  | process | Totaling is the calculation of a sum or an integral. [Allotrope] |  |  |  | data aggregation | http://purl.allotrope.org/ontologies/process#AFP_0003572
tracking | signal acquisition |  | process | The process of sensing signals and recording the information in the signals. [Allotrope] |  |  |  | indicating | http://purl.allotrope.org/ontologies/process#AFP_0003471
transfer medium role | medium |  | role | A transfer medium is the role of a material that carries the transferred flow. [Allotrope] |  |  |  | transferring role | http://purl.allotrope.org/ontologies/role#AFRL_0000090
transferred material | transferred object |  | role | A transferred material is the role of the material that is being transferred from the origin site to the destination site. [Allotrope] |  |  |  | transferring role | http://purl.allotrope.org/ontologies/role#AFRL_0000453
transferring | deliver; transmitting |  | process | Transferring is channeling a flow (material, energy, signal) from one place to another. [NIST] |  |  |  | localizing | http://purl.allotrope.org/ontologies/process#AFP_0003312
transferring device |  |  | equipment | A transferring device is a device that is designed to transfer material. [Allotrope] |  |  |  | device | http://purl.allotrope.org/ontologies/equipment#AFE_0002168
transferring role | transfer role |  | role | A transferring role is a localization role that is realized in some transferring process. [Allotrope] |  |  |  | localization role | http://purl.allotrope.org/ontologies/role#AFRL_0000119
transform algorithm |  |  | audit | An algorithm that describes how data is transformed before a digest (hash) is calculated from it. [Allotrope] |  |  |  | algorithm | http://purl.allotrope.org/ontologies/audit#TransformAlgorithm
transition |  |  | realizable | A transition is a situation that is realized when one or more preceding processes end and the one or more succeeding processes begin. [Allotrope] |  |  |  | situation | http://purl.allotrope.org/ontologies/realizable#AFRE_0000007
transition assignment |  |  | result | A transition assignment is a description of the cause of a thermal event occurring in a thermal analysis. [Allotrope] |  |  |  |  | http://purl.allotrope.org/ontologies/result#AFR_0001995
transition enthalpy |  |  | result | Transition enthalpy is a quantity facet that quantifies some calorimetric enthalpy change from the area of the differential scanning calorimetry peak. [Allotrope] |  |  |  |  | http://purl.allotrope.org/ontologies/result#AFR_0001990
transition peak |  |  | result | A transition peak is a peak in the differential scanning calorimetry curve that results from a structural transition of the sample. [Allotrope] |  |  |  | differential scanning calorimetry peak | http://purl.allotrope.org/ontologies/result#AFR_0000633
transition qualification |  |  | result | A transition qualification is a qualification that a measured transition ratio that is consistent with the expected transition ratio. [Allotrope] |  |  |  |  | http://purl.allotrope.org/ontologies/result#AFR_0001878
transition specification |  |  | result | A specification about the transition between two or more actions. [Allotrope] |  |  |  | situation specification | http://purl.allotrope.org/ontologies/result#AFR_0000980
transmittance |  |  | result | A transmittance is a quality quantification facet that quantifies the ratio of the transmitted radiant power (P_λ) to that incident on the sample (P0_λ): T = P_λ/ P0_λ. [IUPAC] |  | PAC, 1996, 68, 2223 (Glossary of terms used in photochemistry (IUPAC Recommendations 1996)) |  | quality quantification facet | http://purl.allotrope.org/ontologies/result#AFR_0002261
transmittance |  |  | result | A transmittance is a quality quantification facet that quantifies the ratio of the transmitted radiant power (P_λ) to that incident on the sample (P0_λ): T = P_λ/ P0_λ. [IUPAC] |  | PAC, 1996, 68, 957 (Glossary of terms in quantities and units in Clinical Chemistry (IUPAC-IFCC Recommendations 1996)) |  | quality quantification facet | http://purl.allotrope.org/ontologies/result#AFR_0002261
transmittance spectrum |  |  | result | A transmittance spectrum is a spectrum that plots the transmittance of radiance as the function of frequency or wavelength. [Allotrope] |  |  |  | spectrum | http://purl.allotrope.org/ontologies/result#AFR_0002284
transmittance spectrum data cube |  |  | result | A transmittance spectrum data cube is a data cube that represents a transmittance spectrum. [Allotrope] |  |  |  | data cube | http://purl.allotrope.org/ontologies/result#AFR_0002285
transmitting energy | channeling energy; conducting energy; energy transmission |  | process | Transmitting energy is transferring an energy from one place to another. [Allotrope, NIST] |  |  |  |  | http://purl.allotrope.org/ontologies/process#AFP_0003313
transporting material | transferring material; conveying; shifting; material transportation |  | process | Transporting is channeling by shifting, or conveying, a material from one place to another. [NIST] |  |  |  |  | http://purl.allotrope.org/ontologies/process#AFP_0003469
tray | plate |  | equipment | A tray is a shallow, flat container. [Allotrope] |  |  |  | container | http://purl.allotrope.org/ontologies/equipment#AFE_0002231
trend | trending result |  | result | A trend is the result of a process of trending. [Allotrope] |  |  | In Raman spectroscopy a trend a result based on a collection of spectra. [Allotrope]; In infrared spectroscopy the intensities of peaks over time can be used to monitor compound concentration increase/decrease of a chemical reaction over time. | assay result | http://purl.allotrope.org/ontologies/result#AFR_0000634
trending | trend analysis; monitor |  | process | Trending is a process of monitoring that consists of collecting information and identifying underlying patterns. [Allotrope] |  |  |  | data transformation | http://purl.allotrope.org/ontologies/process#AFP_0001994
trigger |  |  | realizable | A realizable entity that when realized coincides with the start of some intended or causally dependent process. [Allotrope] |  |  |  | situation | http://purl.allotrope.org/ontologies/realizable#AFRE_0000008
trigger configuration | trigger setting |  | quality | A trigger configuration is a device configuration for a system with a sensor and an actor component, that directly influences when the sensor sends an activating signal to the actor based on an observation. [Allotrope] |  |  |  | system configuration | http://purl.allotrope.org/ontologies/quality#AFQ_0000205
trigger datum | trigger value |  | role | An trigger datum is the role of a datum that specifies some situation about a system or environment participating in a process that should trigger the start of another process. [Allotrope] |  |  |  | directive purpose | http://purl.allotrope.org/ontologies/role#AFRL_0000330
trigger specification |  |  | result | A trigger specification is a situation specification that specifies a trigger. [Allotrope] |  |  |  | situation specification | http://purl.allotrope.org/ontologies/result#AFR_0000981
triggered event |  |  | role | A triggered event is a contextual role of an event specification that when realized is the consequence of a trigger. [Allotrope] |  |  |  | workflow role | http://purl.allotrope.org/ontologies/role#AFRL_0000462
triggering event |  |  | role | A triggered event is a contextual role of an event specification that when realized is the cause of a trigger. [Allotrope] |  |  |  | workflow role | http://purl.allotrope.org/ontologies/role#AFRL_0000461
tube | tubing |  | equipment | A tube, or tubing, is a long hollow cylinder used for moving fluids (liquids or gases) or to protect electrical or optical cables and wires. [Wikipedia] |  |  |  | container | http://purl.allotrope.org/ontologies/equipment#AFE_0000718
tube breeding |  |  | process | Tube breeding is a process of cleaning vacuum tubes in order to remove any impurities. [Allotrope] |  |  |  | cleaning | http://purl.allotrope.org/ontologies/process#AFP_0002764
tubing connector | connector |  | equipment | A tubing connector is a part used to connect/install tubing, components, and accessories as part of a system flow path configuration. [Allotrope] |  |  |  | coupling device | http://purl.allotrope.org/ontologies/equipment#AFE_0001761
tuple |  |  | result | A tuple is a finite ordered list (sequence) of elements. [Wikipedia] |  |  |  | list | http://purl.allotrope.org/ontologies/result#AFR_0001046
tuple item | tuple element; tuple object |  | result | A tuple item is an object in a tuple. [Allotrope] |  |  |  | list item | http://purl.allotrope.org/ontologies/result#AFR_0001192
turbidity | turbidity result; turbidity (datum) |  | result | A turbidity (datum) is a quality quantification facet that quantifies the turbidity of a solution. [Allotrope] |  |  |  |  | http://purl.allotrope.org/ontologies/result#AFR_0002181
turbidity (quality) | turbidity |  | quality | Turbidity is an optical quality that is the apparent absorbance of the incident radiation due to scattering. For small particles, direct proportionality exists between turbidity and the Rayleigh ratio. [IUPAC] |  | IUPAC, Compendium of Chemical Terminology, 2nd ed. (the "Gold Book"). Compiled by A. D. McNaught and A. Wilkinson. Blackwell Scientific Publications, Oxford (1997). Online version (2019-) created by S. J. Chalk. |  |  | http://purl.allotrope.org/ontologies/quality#AFQ_0000290
turbidity (quality) | turbidity |  | quality | Turbidity is an optical quality that is the apparent absorbance of the incident radiation due to scattering. For small particles, direct proportionality exists between turbidity and the Rayleigh ratio. [IUPAC] |  | IUPAC, Compendium of Macromolecular Nomenclature, The Purple Book, 1st ed., p. 66 |  |  | http://purl.allotrope.org/ontologies/quality#AFQ_0000290
two-dimensional continuant fiat boundary | 2D continuant fiat boundary |  |  | A two-dimensional continuant fiat boundary (surface) is a self-connected fiat surface whose location is defined in relation to some material entity. [BFO] |  |  |  | continuant fiat boundary | http://purl.obolibrary.org/obo/BFO_0000146
two-dimensional spatial region | 2D spatial region |  |  | A two-dimensional spatial region is a spatial region that is of two dimensions. [BFO] |  |  | an infinitely thin plane in space.; the surface of a sphere-shaped part of space | spatial region | http://purl.obolibrary.org/obo/BFO_0000009
type specification |  |  | result | A type specification is a specification of a collection of things by the members of that collection being classified as instance of a class or concept, often with additional constraints. [Allotrope] |  |  | the humans that live in Berlin.; a SHACL node shape. | specification | http://purl.allotrope.org/ontologies/result#AFR_0001285
ultra high-performance liquid chromatograph | rapid resolution liquid chromatograph; RRLC; ultra fast liquid chromatograph; ultra performance liquid chromatograph; UHPLC; UFLC; rapid separation liquid chromatograph; RSLC; UPLC |  | equipment | Liquid chromatograph that implements the ultra high-performance liquid chromatography. [Allotrope] |  |  |  | high-performance liquid chromatograph | http://purl.allotrope.org/ontologies/equipment#AFE_0000171
ultra high-performance liquid chromatography | RRLC; ultra performance liquid chromatography; UHPLC; ultra fast liquid chromatography; rapid resolution liquid chromatography; UFLC; RSLC; UPLC; rapid separation liquid chromatography |  | process | Column chromatography where the mobile phase is a liquid, the stationary phase consists of very small (< 2 µm) particles and the inlet pressure is relatively high. [CHMO] |  |  |  | high-performance liquid chromatography | http://purl.allotrope.org/ontologies/process#AFP_0002059
ultraviolet absorbance measurement | ultraviolet measurement; ultra-violet measurement; ultra-violet detection; UV detection; UV measurement; ultraviolet detection |  | process | Ultraviolet absorbance measurement is electronic absorbance measurement of light in the wavelength region of 190-350 nm. [Allotrope] |  |  |  |  | http://purl.allotrope.org/ontologies/process#AFP_0000246
ultraviolet detector | UV detector |  | equipment | A piece of apparatus, consisting of a light source, a photoelectric cell, a diffraction grating or monochromator to separate the different wavelengths of light, which is used to detect the absorbance of ultraviolet (190-400 nm) light by molecules in a sample separated by chromatography. [CHMO] |  |  |  |  | http://purl.allotrope.org/ontologies/equipment#AFE_0000711
ultraviolet radiation | ultraviolet light; UV |  | material | An electromagnetic radiation with a wavelength from 10 nm to 400 nm. [Wikipedia] |  | https://en.wikipedia.org/wiki/Ultraviolet |  | electromagnetic energy | http://purl.allotrope.org/ontologies/material#AFM_0001056
ultraviolet spectrometer | ultra-violet spectrometer; UV spectrophotometer; UV spectrometer; ultraviolet spectrometry |  | equipment | A piece of apparatus that consists of: a light source; a holder for the sample; a diffraction grating or monochromator to separate the different wavelengths of light; a detector, and is used to measure spectra in the ultraviolet range (190-400 nm). [CHMO] |  |  |  |  | http://purl.allotrope.org/ontologies/equipment#AFE_0000554
ultraviolet spectrophotometry | UV spectrophotometry; ultraviolet spectroscopy; UV spectroscopy; ultra-violet spectrophotometry; ultraviolet spectrometry; UV spectroscopic measurements; ultra-violet spectrometry; ultra-violet spectroscopy |  | process | Spectroscopy where the sample absorbs radiation from the ultraviolet region (190-400 nm) resulting in electronic transitions within the sample. [CHMO] |  |  |  | ultraviolet-visible spectrophotometry | http://purl.allotrope.org/ontologies/process#AFP_0000896
ultraviolet spectrum | two dimensional ultraviolet spectrum; UV spectrum; ultraviolet spectra; ultraviolet spectrum; 2D UV spectrum (abs. over wavelength); ultra-violet spectrum; 2D UV spectrum; UV spectra; ultra-violet spectra; two-dimensional ultraviolet spectrum |  | result | A plot of absorbance vs. wavelength obtained by measuring the amount of radiation absorbed by a sample as a function of the wavelength of incident radiation from the ultraviolet region (190-400 nm) range. [CHMO] |  |  |  |  | http://purl.allotrope.org/ontologies/result#AFR_0000246
ultraviolet-visible spectrometer | UV/Vis spectrophotometer; UV/VIS spectrophotometer; UV spectrophotometer; absorption spectrophotometer; electronic absorption spectrometer; UV-vis absorption spectrometer; UV-VIS absorption spectrophotometer; ultra-violet-visible spectrometer; UV-VIS spectrometer; UV/Vis spectrometer; UV-Vis molecular absorption spectrometer; UV-vis absorption spectrophotometer; UV/VIS absorption spectrophotometer; ultraviolet-visible spectrophotometer; UV-VIS spectrophotometer; UV/Vis absorption spectrophotometer; UV-vis spectrophotometer; UV-vis spectrometer; ultraviolet-visible spectrometer; UV-Vis spectrometer; molecular electronic absorption spectrometer; UV-visible spectrometer; UV/VIS spectrometer |  | equipment | A piece of apparatus that consists of: a light source; a holder for the sample; a diffraction grating or monochromator to separate the different wavelengths of light; a detector, and is used to measure spectra in the range ultraviolet to visible (190--800 nm). [CHMO] |  |  |  |  | http://purl.allotrope.org/ontologies/equipment#AFE_0000421
ultraviolet-visible spectrophotometry | ultra-violet-visible spectroscopy; UV/Vis spectroscopy; UV-vis absorption spectrometry; ultraviolet-visible spectroscopy; UV-vis; UV/Vis spectrophotometry; UV-Vis molecular absorption spectrometry; UV-visible spectroscopy; molecular electronic absorption spectroscopy; UV/VIS spectrophotometry; UV-VIS absorption spectrophotometry; UV/VIS spectrometry; electronic absorption spectroscopy; UV/vis; UV/Vis absorption spectrophotometry; UV-vis absorption spectroscopy; UV-visible; UV/VIS spectroscopy; UV-vis spectrometry; UV-vis absorption spectrophotometry; UV-VIS absorption spectroscopy; UV/Vis spectrometry; UV-VIS spectrophotometry; UV-vis spectroscopy; UV-Vis molecular absorption spectroscopy; ultraviolet-visible spectrometry; ultra-violet-visible spectrometry; ultraviolet-visible; UV-VIS; absorption spectrophotometry; UV-VIS spectroscopy; ultraviolet-visible spectrophotometry; UV/VIS absorption spectrophotometry; UV/VIS; UV-Vis spectroscopy; UV spectrometry; UV-vis spectrophotometry |  | process | Spectroscopy where the sample absorbs radiation in the range ultraviolet to visible (190-800 nm) resulting in electronic transitions within the sample. [CHMO] |  |  |  |  | http://purl.allotrope.org/ontologies/process#AFP_0000955
ultraviolet-visible spectroscopy document | UV-vis spectroscopy document; UV-VIS document; uv-vis spectroscopy document; ultraviolet-visible document; UV-Vis document; UV-VIS spectroscopy document; UV-vis document; uv-vis document; UV-Vis spectroscopy document |  | result | A ultraviolet-visible spectroscopy document is a document that encompasses the information associated with a UV-Vis spectroscopic run. [Allotrope] |  |  |  |  | http://purl.allotrope.org/ontologies/result#AFR_0002363
ultraviolet-visible spectroscopy profile | UV-VIS spectroscopy profile result; UV-vis profile; UV-vis spectroscopy profile result; UV-VIS profile; UV-vis spectroscopy profile; UV-Vis spectroscopy profile result; uv-vis profile; ultraviolet-visible profile result; UV-Vis spectroscopy profile; UV-VIS profile result; ultraviolet-visible spectroscopy profile result; uv-vis profile result; uv-vis spectroscopy profile result; UV-VIS spectroscopy profile; UV-Vis profile; UV-Vis profile result; UV-vis profile result; uv-vis spectroscopy profile |  | result | An ultraviolet-visible spectroscopy profile is a profile that quantifies absorbed or transmitted radiation over time in the ultraviolet-visible region. [Allotrope] |  |  |  |  | http://purl.allotrope.org/ontologies/result#AFR_0002362
ultraviolet-visible spectrum | UV-vis spectra; UV/VIS absorption spectra; UV/vis spectrum; UV-VIS absorption spectra; UV-vis spectrum; UV-visible spectra; UV-Vis spectrum; UV-vis absorption spectra; UV/visible spectrum; UV-visible spectrum; UV/visible spectra; spectrophotometric data; ultraviolet-visible spectrum; UV-vis absorption spectrum; ultraviolet-visible spectra; UV/VIS spectra; UV-Vis spectra; UV/vis spectra |  | result | A plot of absorbance vs. wavelength obtained by measuring the amount of radiation absorbed by a sample as a function of the wavelength of incident radiation in the ultraviolet to visible (190-800 nm) range. [CHMO] |  |  |  |  | http://purl.allotrope.org/ontologies/result#AFR_0000360
ultraviolet-visible spectrum identifier |  |  | result | An ultraviolet-visible spectrum identifier is an identifier that identifies some ultraviolet-visible spectrum. [Allotrope] |  |  |  |  | http://purl.allotrope.org/ontologies/result#AFR_0002887
ultraviolet-visible-near infrared spectrometer | UV-Vis-NIR absorption spectrometer; ultraviolet-visible-near infrared spectrometer; UV-visible-near IR spectrometer; UV-VIS-NIR spectrometer; UV-visible-near IR absorption spectrometer; UV-Vis-NIR spectrometer; ultraviolet-visible-near infrared absorption spectrometer; UV-Vis-NIR spectrophotometer; UV-vis-NIR absorption spectrometer |  | equipment | A piece of apparatus that consists of: a light source; a holder for the sample; a diffraction grating or monochromator to separate the different wavelengths of light; a detector, and is used to measure spectra in the range ultraviolet to near-infrared (190--2000 nm) resulting in electronic transitions within the sample. [CHMO] |  |  |  |  | http://purl.allotrope.org/ontologies/equipment#AFE_0000800
ultraviolet-visible-near infrared spectrophotometry | UV-VIS-NIR; ultraviolet-visible-near infrared absorption spectroscopy; ultraviolet-visible-near infrared spectroscopy; UV-Vis-NIR spectroscopy; UV-Vis-NIR absorption spectroscopy; UV-visible-near IR absorption spectroscopy; UV-VIS-NIR spectrophotometry; UV-Vis-NIR; ultraviolet-visible-near infrared spectrophotometry; UV-vis-NIR absorption spectroscopy; UV-visible-near IR spectroscopy |  | process | Spectroscopy where the sample absorbs radiation in the range ultraviolet to near-infrared (190-2000 nm) resulting in electronic transitions within the sample. [CHMO] |  |  |  |  | http://purl.allotrope.org/ontologies/process#AFP_0002228
ultraviolet-visible-near infrared spectrum | UV-vis-NIR spectra; UV-Vis-NIR absorption spectrum; UV-vis-NIR absorption spectra; UV-vis-near IR spectra; UV-Vis-NIR spectrum; UV-vis-near IR spectrum; UV-visible-near IR spectrum; UV-Vis-NIR spectra |  | result | A plot of absorbance vs. wavelength obtained by measuring the amount of radiation absorbed by a sample as a function of the wavelength of incident radiation in the ultraviolet to near-infrared (190-2000 nm) range. [CHMO] |  |  |  |  | http://purl.allotrope.org/ontologies/result#AFR_0000066
unadjusted relative retention |  |  | result | A relative retention time that quantitates the ratio of the retention time of the peak relative to some other specified reference peak. [Allotrope] |  |  |  |  | http://purl.allotrope.org/ontologies/result#AFR_0001175
unidentified degradation product role | unidentified degradation product |  | role | A degradation product role for which a structural characterization has not been achieved and that is defined solely by qualitative analytical properties (e.g., chromatographic retention time). [ICH-Q3A] |  |  |  |  | http://purl.allotrope.org/ontologies/role#AFRL_0000366
unidentified impurity role | unidentified impurity |  | role | An impurity for which a structural characterization has not been achieved and that is defined solely by qualitative analytical properties (e.g., chromatographic retention time). [ICH-Q3A] |  |  |  | impurity role | http://purl.allotrope.org/ontologies/role#AFRL_0000427
unit of measure | unit |  |  | A unit of measure, or unit, is a particular quantity value that has been chosen as a scale for measuring other quantities the same kind (more generally of equivalent dimension). For example, the meter is a quantity of length that has been rigorously defined and standardized by the BIPM (International Board of Weights and Measures). Any measurement of the length can be expressed as a number multiplied by the unit meter. More formally, the value of a physical quantity Q with respect to a unit (U) is expressed as the scalar multiple of a real number (n) and U, as Q = nU. |  |  |  |  | http://qudt.org/schema/qudt#Unit
universal naming convention | UNC; uniform naming convention |  | result | The universal naming convention is a specification for the syntax of an identifier for a location of a network resource, such as a shared file, directory or printer in Microsoft Windows. [Allotrope] |  | https://en.wikipedia.org/wiki/Path_(computing) |  | standard | http://purl.allotrope.org/ontologies/result#AFR_0001907
unknown sample role | unknown; unknown sample |  | role | An unknown sample role is a sample role of a material of an unknown substance, or that does contain an unknown amount of analyte. [Allotrope] |  |  |  | sample role | http://purl.allotrope.org/ontologies/role#AFRL_0000256
unknown suitability calculations enabled setting |  |  | result | An unknown suitability calculations enabled setting is a data processing setting that indicates if system suitability results are to be calculated for unknowns. [Allotrope] |  |  |  |  | http://purl.allotrope.org/ontologies/result#AFR_0002823
unretained peak |  |  | result | An unretained peak is a peak which represents the detection result of a material entity which was not retained by a chromatography column. [Allotrope] |  |  |  |  | http://purl.allotrope.org/ontologies/result#AFR_0000905
unspecified degradation product role | unspecified degradation product |  | role | A degradation product role that is limited by a general acceptance criterion, but not individually listed with its own specific acceptance criterion, in the new drug product specification. [ICH-Q3A] |  |  |  |  | http://purl.allotrope.org/ontologies/role#AFRL_0000367
unspecified impurity role | unspecified impurity |  | role | An impurity role that is limited by a general acceptance criterion, but not individually listed with its own specific acceptance criterion, in the new drug substance specification. [ICH-Q3A] |  |  |  | impurity role | http://purl.allotrope.org/ontologies/role#AFRL_0000428
unspiked sample role | unspiked sample; unspiked |  | role | An unspiked sample role is a sample role of a material sample that does not contain a spike substance. [Allotrope] |  |  |  | sample role | http://purl.allotrope.org/ontologies/role#AFRL_0000261
upper bound |  |  | role | The role of a datum that is greater than all data in an ordered range or collection. [Allotrope] |  |  |  | bound role | http://purl.allotrope.org/ontologies/role#AFRL_0000042
validation sample role | validation sample; validation |  | role | An validation sample role is a sample role of a material sample that is used for validation purposes. [Allotrope] |  |  |  | sample role | http://purl.allotrope.org/ontologies/role#AFRL_0000252
value in range condition |  |  | result | A condition that is fulfilled if a given value falls into a given range of values. [Allotrope] |  |  |  | condition | http://purl.allotrope.org/ontologies/result#AFR_0001643
value specification |  |  | result | A value specification is a specification about constraints on the values of parameters or properties. [Allotrope] |  |  |  | specification | http://purl.allotrope.org/ontologies/result#AFR_0001532
valve |  |  | equipment | A valve is a plumbing equipment that regulates, directs or controls the flow of a fluid (gases, liquids, fluidized solids, or slurries) by opening, closing, or partially obstructing various passageways. [Wikipedia] |  |  |  | controller | http://purl.allotrope.org/ontologies/equipment#AFE_0000795
vapor generation |  |  | process | The producing of vapor. [Allotrope] |  |  |  | converting material | http://purl.allotrope.org/ontologies/process#AFP_0002670
vapor sorption data cube |  |  | result | A vapor sorption data cube is a data cube that is a representation of a vapor sorption experimental result. [Allotrope] |  |  |  |  | http://purl.allotrope.org/ontologies/result#AFR_0002145
variable |  |  | role | A variable is the contextual role of some data that is part of some other data that is varied in a mathematical function or during data processing. [Allotrope] |  |  |  | mathematical role | http://purl.allotrope.org/ontologies/role#AFRL_0000075
variance |  |  | result | The variance is a descriptive statistic that denotes the expectation of the squared deviation of a random variable from its mean. [Wikipedia] |  | https://en.wikipedia.org/wiki/Variance |  |  | http://purl.allotrope.org/ontologies/result#AFR_0002210
variance role | variance |  | role | The variance role is a statistical datum role of a datum that denotes the expectation of the squared deviation of a random variable from its mean. [Wikipedia] |  | https://en.wikipedia.org/wiki/Variance |  | statistic datum role | http://purl.allotrope.org/ontologies/role#AFRL_0000323
vector URI datum | URI vector; URI vector datum |  | result | A vector URI datum is a vector datum that has only URI scalar components. [Allotrope] |  |  |  | vector datum | http://purl.allotrope.org/ontologies/result#AFR_0001517
vector boolean datum | boolean vector value; boolean vector; boolean vector datum |  | result | A vector boolean datum is a vector datum that has only boolean scalar components. [Allotrope] |  |  |  | vector datum | http://purl.allotrope.org/ontologies/result#AFR_0001514
vector datum | geometric vector; Euclidean vector; vector; vector value |  | result | In mathematics, physics, and engineering, a Euclidean vector (sometimes called a geometric or spatial vector, or—as here—simply a vector) is a geometric object that has magnitude (or length) and direction. [Wikipedia] |  | https://en.wikipedia.org/wiki/Euclidean_vector |  | tensor datum | http://purl.allotrope.org/ontologies/result#AFR_0000962
vector decimal datum | decimal vector |  | result | A number vector datum is a vector datum that has only decimal scalar components. [Allotrope] |  |  |  | vector number datum | http://purl.allotrope.org/ontologies/result#AFR_0001495
vector double datum | double vector |  | result | A number vector datum is a vector datum that has only IEEE double precision floating point scalar components. [Allotrope] |  |  |  | vector floating point number datum | http://purl.allotrope.org/ontologies/result#AFR_0001498
vector float datum | float vector |  | result | A number vector datum is a vector datum that has only IEEE single precision floating point scalar components. [Allotrope] |  |  |  | vector floating point number datum | http://purl.allotrope.org/ontologies/result#AFR_0001497
vector floating point number datum | floating point vector |  | result | A number vector datum is a vector datum that has only floating point scalar components. [Allotrope] |  |  |  | vector number datum | http://purl.allotrope.org/ontologies/result#AFR_0001496
vector index |  |  | result | An index that denotes some vector component. [Allotrope] |  |  |  | index | http://purl.allotrope.org/ontologies/result#AFR_0000931
vector integer datum | integer vector; integer vector datum |  | result | A number vector datum is a vector datum that has only integer scalar components. [Allotrope] |  |  |  | vector number datum | http://purl.allotrope.org/ontologies/result#AFR_0000963
vector number datum | number vector datum; number vector; number vector value |  | result | A vector number datum is a vector datum that has only numeric scalar components. [Allotrope] |  |  |  | vector datum | http://purl.allotrope.org/ontologies/result#AFR_0000964
vector quantity datum | quantity vector value; quantity vector datum; quantity vector |  | result | A vector quantity datum is a vector datum that has only quantity value scalar components. [Allotrope] |  |  |  | vector datum | http://purl.allotrope.org/ontologies/result#AFR_0000965
vector string datum | string vector; string vector datum |  | result | A vector boolean datum is a vector datum that has only string scalar components. [Allotrope] |  |  |  | vector datum | http://purl.allotrope.org/ontologies/result#AFR_0001515
vector timestamp datum | timestamp vector; timestamp vector datum; datetime vector; datetime vector datum; vector datetime datum |  | result | A vector boolean datum is a vector datum that has only timestamp scalar components. [Allotrope] |  |  |  | vector datum | http://purl.allotrope.org/ontologies/result#AFR_0001516
velocimetry |  |  | process | The measurement of the velocity of a moving object or medium. [CHMO] |  |  |  | measuring | http://purl.allotrope.org/ontologies/process#AFP_0002434
velocity |  |  |  | A physical quality inhering in a bearer by virtue of the bearer's rate of change of the position. [PATO] |  |  |  | movement quality | http://purl.obolibrary.org/obo/PATO_0002242
velocity |  |  | result | A velocity is a quality quantification facet that quantifies some velocity. [Allotrope] |  |  |  | quality quantification facet | http://purl.allotrope.org/ontologies/result#AFR_0002632
velocity configuration |  |  | quality | A velocity configuration is a device configuration of a controlling or monitoring device, that controls or monitors the velocity of some process at the site of some system component. [Allotrope] |  |  |  |  | http://purl.allotrope.org/ontologies/quality#AFQ_0000351
velocity setting |  |  | result | A velocity setting is a setting that specifies some velocity configuration of a controlling or monitoring device, that controls or monitors the velocity of some process occurring at the site of some system component. [Allotrope] |  |  |  |  | http://purl.allotrope.org/ontologies/result#AFR_0002745
version number |  |  |  | A version number is an information content entity which is a sequence of characters borne by part of each of a class of manufactured products or its packaging and indicates its order within a set of other products having the same name. [IAO] |  |  |  | symbol | http://purl.obolibrary.org/obo/IAO_0000129
version role |  |  | role | A version role is the contextual role of an information content entity that denotes a specific variant in the history. [Allotrope] |  |  |  | designative purpose | http://purl.allotrope.org/ontologies/role#AFRL_0000251
vertical position (quality) | vertical position |  | quality | A vertical position is a position in a vertical spacial direction. [Allotrope] |  |  |  | position (quality) | http://purl.allotrope.org/ontologies/quality#AFQ_0000333
viability (cell counter) | viability |  | result | Viability is a cell counter result data that quantifies the viability of the cells analyzed. [Allotrope] |  |  |  | cell counter result datum | http://purl.allotrope.org/ontologies/result#AFR_0001111
viability (quality) | viability |  |  | An organismal quality inhering in a bearer or a population by virtue of the bearer's disposition to survive and develop normally or the number of surviving individuals in a given population. [PATO] |  |  |  | organismal quality | http://purl.obolibrary.org/obo/PATO_0000169
viable |  |  |  | A viability quality inhering in a bearer or a population by virtue of the bearer's ability to survive or the long term survival ability of a given population. [PATO] |  |  |  | viability (quality) | http://purl.obolibrary.org/obo/PATO_0000719
viable cell count | live count; total live count; live cell count; viable count |  | result | Viable cell count is a cell counter result data that states the number of viable cells that were counted in the cell counting assay. [Allotrope] |  |  |  | cell counter result datum | http://purl.allotrope.org/ontologies/result#AFR_0001115
viable cell count (quality) | viable cell count |  | quality | Viable cell count is the cell count of the partition of viable cells. [Allotrope] |  |  |  | cell count | http://purl.allotrope.org/ontologies/quality#AFQ_0000185
viable cell density (cell counter) | viable cell density; viable density |  | result | Viable cell density is a cell counter result data that quantifies the number density of the viable cells in the sample in the cell counting assay. [Allotrope] |  |  |  | cell counter result datum | http://purl.allotrope.org/ontologies/result#AFR_0001108
viable cell density (quality) | viable cell density |  | quality | Viable cell density is the cell density of the partition of viable cells. [Allotrope] |  |  |  | cell density | http://purl.allotrope.org/ontologies/quality#AFQ_0000182
vial | phial; flacon; reaction vial |  | equipment | A vial is a small vessel or bottle. [Allotrope] |  |  |  |  | http://purl.allotrope.org/ontologies/equipment#AFE_0000329
vial container |  |  | equipment | A vial container is a container that has the function to contain vials. [Allotrope] |  |  |  |  | http://purl.allotrope.org/ontologies/equipment#AFE_0002278
vial location identifier |  |  | result | A vial location identifier is a local identifier that identifies the location of a vial in the vial container in the scope of the vial container. [Allotrope] |  |  |  | location identifier | http://purl.allotrope.org/ontologies/result#AFR_0002464
vial rack | vial tray; tray |  | equipment | A vial rack is a tray capable of holding multiple vials within a defined layout. [Allotrope] |  |  |  | tray | http://purl.allotrope.org/ontologies/equipment#AFE_0000540
vibrational spectroscopy | vibrational spectroscopic analysis |  | process | Vibrational spectroscopy is a spectroscopy which probes the vibrational degrees of freedom of a molecule. [CHMO] |  |  |  | spectrometry | http://purl.allotrope.org/ontologies/process#AFP_0000780
viscometry |  |  | process | The measurement of the viscosity of fluids by observing the relative motion of the fluid and an object. Viscometry is used to measure the molecular weight of polymers. [CHMO] |  |  |  | measuring | http://purl.allotrope.org/ontologies/process#AFP_0002171
viscosity |  |  | result | A viscosity is a quality quantification facet that quantifies the viscosity of a fluid. [Allotrope] |  |  |  | quality quantification facet | http://purl.allotrope.org/ontologies/result#AFR_0002641
viscosity (quality) |  |  |  | A physical quality of a fluid inhering in a bearer by virtue of the bearer's disposition to internal resistance to flow. [PATO] |  |  |  | flowability | http://purl.obolibrary.org/obo/PATO_0000992
visible lamp |  |  | equipment | A visible lamp is a light source with a visible wavelength range of 380 to 780 nm. [Allotrope] |  |  |  | lamp | http://purl.allotrope.org/ontologies/equipment#AFE_0001771
visible light | light |  | material | Electromagnetic radiation which is visible to the human eye and is responsible for the sense of sight. Visible light is usually defined as having wavelengths in the range of 400-700 nanometers. [Wikipedia] |  | https://en.wikipedia.org/wiki/Light |  | electromagnetic energy | http://purl.allotrope.org/ontologies/material#AFM_0001055
visible spectrophotometry | optical absorption spectroscopy; visible spectrometry; visible spectroscopy |  | process | Spectroscopy where the sample absorbs radiation from the visible region (380-800 nm) resulting in electronic transitions within the sample. [CHMO] |  |  |  | ultraviolet-visible spectrophotometry | http://purl.allotrope.org/ontologies/process#AFP_0001760
visible spectrum | VIS spectrum; VIS spectra; optical absorption spectrum; optical absorption spectra; visible spectra |  | result | A plot of absorbance vs. wavelength obtained by measuring the amount of radiation absorbed by a sample as a function of the wavelength of incident radiation from the visible region (380-800 nm) range. [CHMO] |  |  |  |  | http://purl.allotrope.org/ontologies/result#AFR_0000317
void volume | interstitial volume; interparticle volume of the column; V0 |  | result | A void volume is the volume occupied by the mobile phase between the particles in the packed section of a column. [IUPAC] |  |  |  |  | http://purl.allotrope.org/ontologies/result#AFR_0002812
voltage | voltage (datum) |  | result | Voltage is a quality quantification facet which quantifies the difference in electric potential energy between two points per unit electric charge. [Wikipedia] |  |  |  | quality quantification facet | http://purl.allotrope.org/ontologies/result#AFR_0001916
voltage (quality) | voltage |  | quality | A quality which inheres in an independent continuant which has a difference in electric potential energy between two points per unit electric charge. [Wikipedia] |  |  |  | electrical and magnetic quality | http://purl.allotrope.org/ontologies/quality#AFQ_0000048
voltage configuration |  |  | quality | A voltage configuration is a device configuration of a voltage controlling or monitoring device, that controls or monitors the target voltage at the site of some system component. [Allotrope] |  |  |  |  | http://purl.allotrope.org/ontologies/quality#AFQ_0000315
voltage range | voltage |  | result | A voltage range is a quality quantification facet that describes operational range of a voltage measuring device. [Allotrope] |  |  |  |  | http://purl.allotrope.org/ontologies/result#AFR_0001811
voltage setting |  |  | result | A voltage setting is a setting that specifies some current configuration of a voltage controlling or monitoring device, that controls or monitors the target voltage at the site of some system component. [Allotrope] |  |  |  |  | http://purl.allotrope.org/ontologies/result#AFR_0002318
voltammetry | voltammetric method |  | process | An electrochemical technique where the cell current is measured as a function of time and as a function of the potential between the indicator and reference electrodes. [CHMO] |  |  |  | measuring | http://purl.allotrope.org/ontologies/process#AFP_0000869
voltammogram | voltammetric profile |  | result | A plot of cell current vs. the potential between the indicator and reference electrodes obtained from a voltammetry experiment. [CHMO] |  |  |  | data distribution function | http://purl.allotrope.org/ontologies/result#AFR_0000070
volume | volume (datum) |  | result | A volume datum is a quality quantification facet that quantifies some amount of 3-dimensional space an entity occupies. [Allotrope] |  |  |  | quality quantification facet | http://purl.allotrope.org/ontologies/result#AFR_0001843
volume (quality) | volume |  |  | A 3-D extent quality inhering in a bearer by virtue of the bearer's amount of 3-dimensional space it occupies. |  |  |  | 3-D extent | http://purl.obolibrary.org/obo/PATO_0000918
volume concentration |  |  | result | A volume concentration (datum) is a quantification facet that quantifies a concentration defined as the volume of a constituent divided by the volume of the mixture. [Allotrope] |  |  |  | concentration | http://purl.allotrope.org/ontologies/result#AFR_0002110
volume concentration (quality) | volume concentration |  | quality | Volume concentration is a concentration that is defined as the volume of a constituent divided by the volume of the mixture. [Allotrope] |  | Green Book, 2nd ed.: IUPAC Quantities, Units and Symbols in Physical Chemistry. Second Edition, Blackwell Scientific Publications, Oxford, 1993. |  | concentration (quality) | http://purl.allotrope.org/ontologies/quality#AFQ_0000175
volume configuration | volume setting |  | quality | A volume configuration is a device configuration of a controlling or monitoring device, that controls or monitors the volume of some material at the site of some system component. [Allotrope] |  |  |  |  | http://purl.allotrope.org/ontologies/quality#AFQ_0000241
volume fraction |  |  | result | A volume fraction datum is a quality quantification facet that quantifies the volume of a constituent of a mixture divided by the sum of volumes of all constituents prior to mixing. [IUPAC] |  | https://en.wikipedia.org/wiki/Volume_fraction |  | ratio quantification facet | http://purl.allotrope.org/ontologies/result#AFR_0001845
volume fraction |  |  | result | A volume fraction datum is a quality quantification facet that quantifies the volume of a constituent of a mixture divided by the sum of volumes of all constituents prior to mixing. [IUPAC] |  | PAC, 1996, 68, 957. (Glossary of terms in quantities and units in Clinical Chemistry (IUPAC-IFCC Recommendations 1996)) on page 998 |  | ratio quantification facet | http://purl.allotrope.org/ontologies/result#AFR_0001845
volume fraction (quality) | volume fraction |  | quality | The volume fraction is a fraction pertaining the volume of a constituent divided by the total volume of all constituents in the mixture. [Allotrope] |  | Green Book, 2nd ed.: IUPAC Quantities, Units and Symbols in Physical Chemistry. Second Edition, Blackwell Scientific Publications, Oxford, 1993. |  | fraction (quality) | http://purl.allotrope.org/ontologies/quality#AFQ_0000169
volume fraction (quality) | volume fraction |  | quality | The volume fraction is a fraction pertaining the volume of a constituent divided by the total volume of all constituents in the mixture. [Allotrope] |  | PAC, 1996, 68, 957 (Glossary of terms in quantities and units in Clinical Chemistry (IUPAC-IFCC Recommendations 1996)) |  | fraction (quality) | http://purl.allotrope.org/ontologies/quality#AFQ_0000169
volume process profile | volume profile |  | process | A volume process profile is a quality process profile that tracks some volume. [Allotrope] |  |  |  |  | http://purl.allotrope.org/ontologies/process#AFP_0003742
volume profile | volume profile result |  | result | A volume profile is a profile that quantifies the volume of a material entity over time. [Allotrope] |  |  |  | profile | http://purl.allotrope.org/ontologies/result#AFR_0002052
volume profile aggregate document |  |  | result | A volume profile aggregate document is a document that aggregates volume profiles. [Allotrope] |  |  |  | profile aggregate document | http://purl.allotrope.org/ontologies/result#AFR_0002557
volume setting |  |  | result | A volume setting is a setting that specifies some volume configuration of a controlling or monitoring device, that controls or monitors the volume of some material at the site of some system component. [Allotrope] |  |  |  |  | http://purl.allotrope.org/ontologies/result#AFR_0001658
volumetric titration |  |  | process | Volumetric titration is the process of determining the quantity of a sample by adding measured volumes of a titrant (normally via a burette) until the end-point, at which essentially all of the sample has reacted, is reached. [CHMO] |  |  |  |  | http://purl.allotrope.org/ontologies/process#AFP_0000634
volumetry |  |  | process | Volumetry is a type of quantitative analysis that measures the quantity of a compound by quantifying its volume. [Allotrope] |  |  |  | measuring | http://purl.allotrope.org/ontologies/process#AFP_0000022
vortexing |  |  | process | Vortexing is a process of mixing that creates a vortex in the solution usually using a vortexer. [Allotrope] |  |  |  | mixing | http://purl.allotrope.org/ontologies/process#AFP_0000254
wall-coated open-tubular column | WCOT column |  | equipment | An open-tubular column in which the liquid stationary phase is coated on the unmodified smooth inner wall of the tube. [CHMO] |  |  |  | open-tubular column | http://purl.allotrope.org/ontologies/equipment#AFE_0000779
washing |  |  | process | Washing is a process by which a material entity acting as contaminant (e.g. excess staining reagent) is removed by application of one or more cycles of solution in flow. [CHMO] |  |  |  | cleaning | http://purl.allotrope.org/ontologies/process#AFP_0001878
washing duration setting |  |  | result | Washing duration setting is a setting that sets the duration of the washing. [Allotrope] |  |  |  | autosampler setting (chromatography) | http://purl.allotrope.org/ontologies/result#AFR_0001535
washing repetition setting |  |  | result | Washing repetition setting is a setting that sets the number of repetitions of the washing. [Allotrope] |  |  |  | autosampler setting (chromatography) | http://purl.allotrope.org/ontologies/result#AFR_0001534
washing solvent type |  |  | result | Washing solvent type is a setting that sets the type of washing solvent to use. [Allotrope] |  |  |  | autosampler setting (chromatography) | http://purl.allotrope.org/ontologies/result#AFR_0001537
washing vial position setting |  |  | result | Washing vial position setting is a setting that sets the position of the washing vial. [Allotrope] |  |  |  | autosampler setting (chromatography) | http://purl.allotrope.org/ontologies/result#AFR_0001536
water (molecule) | water |  |  | An oxygen hydride consisting of an oxygen atom that is covalently bonded to two hydrogen atoms. [CHEBI] |  |  |  | molecule | http://purl.obolibrary.org/obo/CHEBI_15377
water mass concentration |  |  | result | A water mass concentration is a mass concentration quantifying the mass of water divided by the total volume of the mixture. [Allotrope] |  |  |  |  | http://purl.allotrope.org/ontologies/result#AFR_0002447
water mass fraction |  |  | result | A water mass fraction is a mass fraction quantifying the mass of water divided by the total mass of all constituents in the mixture. [Allotrope] |  |  |  |  | http://purl.allotrope.org/ontologies/result#AFR_0002448
wavelength | wavelength (datum) |  | result | A wavelength is a facet that quantifies a wavelength of electromagnetic radiation. [Allotrope] |  |  |  | quality quantification facet | http://purl.allotrope.org/ontologies/result#AFR_0001159
wavelength (quality) | wavelength |  |  | A physical quality which is equal to the distance between repeating units of a wave pattern. [PATO] |  |  |  |  | http://purl.obolibrary.org/obo/PATO_0001242
wavelength filter cutoff setting |  |  | result | A wavelength filter cutoff setting is a control setting that specifies the minimum wavelength allowed to pass to the detector. [Allotrope] |  |  |  | detector setting | http://purl.allotrope.org/ontologies/result#AFR_0002478
wavenumber | wavenumber datum |  | result | Wavenumber (datum) is a quantity facet that is the reciprocal of the wavelength or the number of waves per unit length along the direction of propagation. [Allotrope] |  |  |  | wavelength | http://purl.allotrope.org/ontologies/result#AFR_0001592
wavenumber (quality) | wavenumber |  | quality | Wavenumber is a physical quality that inheres in a wave by virtue of the number of wave patterns per unit length along the direction of propagation. It is reciprocal to wavelength. [Allotrope] |  |  |  |  | http://purl.allotrope.org/ontologies/quality#AFQ_0000235
weak anion-exchange column | WAX column |  | equipment | A chromatography column where the stationary phase is a weak anion exchanger. [CHMO] |  |  |  | anion-exchange column | http://purl.allotrope.org/ontologies/equipment#AFE_0000301
weak cation-exchange column | WCX column |  | equipment | A chromatography column where the stationary phase is a weak cation exchanger. [CHMO] |  |  |  | cation-exchange column | http://purl.allotrope.org/ontologies/equipment#AFE_0000775
web page hyperlink |  |  | result | A web page hyperlink is a URL that is a reference to web page. [Allotrope] |  |  |  | URL | http://purl.allotrope.org/ontologies/result#AFR_0001067
weighing | weighment; weight check |  | process | Weighing is the measuring of weight of an object. Weight related to the amount of force acting on the object, either due to gravity or to a reaction force that holds it in place. [Wikipedia] |  | https://en.wikipedia.org/wiki/Weight |  | measuring | http://purl.allotrope.org/ontologies/process#AFP_0000503
weighing device | weighing instrument |  | equipment | A weighing device is a measurement device for measuring mass by the gravitational force on earth. [Allotrope] |  |  |  | measurement device | http://purl.allotrope.org/ontologies/equipment#AFE_0000252
weighing result |  |  | result | The weighing result is the result of a weighing process. [Allotrope] |  |  |  | assay result | http://purl.allotrope.org/ontologies/result#AFR_0000062
weight loss |  |  | result | Weight loss is a mass facet that quantifies the difference in weight of a material before and after heating or drying. [Allotrope] |  |  |  | mass change | http://purl.allotrope.org/ontologies/result#AFR_0001985
well | hole |  | spatial | A well is a site that is a cavity in a surface open at the top. [Allotrope] |  |  |  |  | http://purl.allotrope.org/ontologies/spatial#AFSP_0000009
well (plate) | well |  | equipment | A well (plate) is a well located in a well plate. [Allotrope] |  |  |  | device region | http://purl.allotrope.org/ontologies/equipment#AFE_0002241
well location identifier |  |  | result | A well location identifier is a local identifier that identifies the location of a well on the container in the scope of the container. [Allotrope] |  |  |  | location identifier | http://purl.allotrope.org/ontologies/result#AFR_0002240
well plate | block; plate; well block |  | equipment | A plate is a tray with multiple "wells" used as small test tubes. [Wikipedia] |  |  |  | tray | http://purl.allotrope.org/ontologies/equipment#AFE_0000029
well plate identifier |  |  | result | A well plate identifier is an identifier that identifies some well plate. [Allotrope] |  |  |  |  | http://purl.allotrope.org/ontologies/result#AFR_0002888
well scan density setting |  |  | result | A well scan density setting is a control setting that specifies the number of scanned points within a well. [Allotrope] |  |  |  |  | http://purl.allotrope.org/ontologies/result#AFR_0002458
well scan pattern setting |  |  | result | A well scan pattern setting is a control setting that specifies the pattern of scanned points within a well. [Allotrope] |  |  |  |  | http://purl.allotrope.org/ontologies/result#AFR_0002457
well volume |  |  | result | A well volume is a volume (datum) that quantifies how much volume of material that can be put into each well in a well plate. [Allotrope] |  |  |  | volume | http://purl.allotrope.org/ontologies/result#AFR_0002232
width | width (datum) |  | result | A width datum is a quality quantification facet that quantifies a 1-D extent quality which is equal to the distance from one side of an object to another side which is opposite. [Allotrope] |  |  |  | quality quantification facet | http://purl.allotrope.org/ontologies/result#AFR_0002599
width (quality) | width |  |  | A 1-D extent quality which is equal to the distance from one side of an object to another side which is opposite. [PATO] |  |  |  | 1-D extent | http://purl.obolibrary.org/obo/PATO_0000921
workflow role |  |  | role | A workflow role is a contextual role of a part of a procedure specification. [Allotrope] |  |  |  | contextual role | http://purl.allotrope.org/ontologies/role#AFRL_0000472
written name |  |  |  | A textual entity that denotes a particular in reality. [IAO] |  |  |  | symbol | http://purl.obolibrary.org/obo/IAO_0000590
x-coordinate |  |  | result | An x-coordinate is a scalar number datum with the role of x-coordinate. [Allotrope] |  |  |  |  | http://purl.allotrope.org/ontologies/result#AFR_0002472
x-coordinate role | abscissa; x-coordinate |  | role | The x-coordinate is the Cartesian coordinate in the first dimension of a 2- or 3-dimensional Cartesian coordinate system. [Allotrope] |  |  |  | Cartesian coordinate role | http://purl.allotrope.org/ontologies/role#AFRL_0000278
y-coordinate |  |  | result | A y-coordinate is a scalar number datum with the role of y-coordinate. [Allotrope] |  |  |  |  | http://purl.allotrope.org/ontologies/result#AFR_0002473
y-coordinate role | y-coordinate; ordinate |  | role | The y-coordinate is the Cartesian coordinate in the second dimension of a 2- or 3-dimensional Cartesian coordinate system. [Allotrope] |  |  |  | Cartesian coordinate role | http://purl.allotrope.org/ontologies/role#AFRL_0000279
y-intercept |  |  | result | A y-intercept is the point where the graph of a function or relation intersects the y-axis of a coordinate system. [Wikipedia] |  |  |  | mathematical facet | http://purl.allotrope.org/ontologies/result#AFR_0002121
yield (quality) | percentage yield; yield |  | quality | Reaction yield is a reaction composition quality expressed as a percentage of the theoretical maximum mass of the product given the masses of the reactants. [CHMO, Allotrope] |  | https://en.wikipedia.org/wiki/Conversion_(chemistry) |  | reaction composition | http://purl.allotrope.org/ontologies/quality#AFQ_0000227
yield strain |  |  | result | A yield strain is the strain at the yield point where a material begins to deform plastically. [Wikipedia] |  |  |  |  | http://purl.allotrope.org/ontologies/result#AFR_0002578
yield stress |  |  | result | A yield stress is the stress at the yield point where a material begins to deform plastically. [Wikipedia] |  |  |  |  | http://purl.allotrope.org/ontologies/result#AFR_0002577
z-coordinate |  |  | result | A z-coordinate is a scalar number datum with the role of z-coordinate. [Allotrope] |  |  |  |  | http://purl.allotrope.org/ontologies/result#AFR_0002474
z-coordinate role | applicate |  | role | The z-coordinate role is the Cartesian coordinate in the third dimension of a 3-dimensional Cartesian coordinate system. [Allotrope] |  |  |  | Cartesian coordinate role | http://purl.allotrope.org/ontologies/role#AFRL_0000546
zero filling factor | number of zero filling |  | result | The factor of the size increase by time domain zero padding the Fourier transformation. [Allotrope] |  |  |  |  | http://purl.allotrope.org/ontologies/result#AFR_0002411
zero filling factor (Raman) | zero filling factor; number of zero filling |  | result | The factor of the size increase by time domain zero padding the Fourier transformation of a Raman spectrum. [Allotrope] |  |  |  | Raman spectroscopy parameter | http://purl.allotrope.org/ontologies/result#AFR_0001676
zero grade air |  |  | material | Zero grade air is air that is purified to contain less than 0.1 ppm of hydrocarbons. [Allotrope] |  |  |  |  | http://purl.allotrope.org/ontologies/material#AFM_0001095
zero-dimensional continuant fiat boundary | 0D continuant fiat boundary |  |  | A zero-dimensional continuant fiat boundary is a fiat point whose location is defined in relation to some material entity. [BFO] |  |  | the geographic North Pole; the quadripoint where the boundaries of Colorado, Utah, New Mexico, and Arizona meet; the point of origin of some spatial coordinate system. | continuant fiat boundary | http://purl.obolibrary.org/obo/BFO_0000147
zero-dimensional spatial region | 0D spatial region |  |  | A zero-dimensional spatial region is a point in space. [BFO] |  |  |  | spatial region | http://purl.obolibrary.org/obo/BFO_0000018
zero-dimensional temporal region | temporal instant; 0D-temporal region |  |  | A zero-dimensional temporal region is a temporal region that is without extent. [BFO] |  |  | a temporal region that is occupied by a process boundary; right now; the moment of death.; the moment at which a finger is detached in an industrial accident; the moment at which a child is born | temporal region | http://purl.obolibrary.org/obo/BFO_0000148
zeroth order raw moment |  |  | result | A zeroth order raw moment is a descriptive statistic that denotes the area under the curve of a distribution. [Allotrope] |  |  |  |  | http://purl.allotrope.org/ontologies/result#AFR_0002884
zeta-potential measurement | zeta-potential analysis; zeta potential measurement; ζ-potential measurement; ζ-potential analysis; zeta potential analysis; zeta-potential studies; zeta-potential measurements |  | process | The measurement of the overall charge a particle acquires in a specific medium. A number of different experimental methods can be used including electrophoretic light scattering and laser Doppler velocimetry. [CHMO] |  |  |  | measuring | http://purl.allotrope.org/ontologies/process#AFP_0000109
flame ionisation detector |  |  | equipment | A flame ionisation detector is a measurement component that measures an analyte in a gas stream through the measurement of ions created via flame ionisation. [Allotrope] |  |  |  |  | http://purl.allotrope.org/ontologies/equipment#AFE_0000209
flame ionisation measurement | flame ionisation process; flame ionisation detection |  | process | A flame ionisation measurement is a measurement which is sensitive to compounds containing C-H bonds. A flow of carrier gas containing the sample is mixed with H2 and air and ignited. Any positively-charged radicals resulting from this process are collected at a cathode, allowing the current to be measured. [CHMO] |  |  |  |  | http://purl.allotrope.org/ontologies/process#AFP_0000142